## Cover
EPISCOPE Case Study:
A social housing building stock in Montreuil city
Social housing manager and pilot action partner: OPH Montreuillois
"EPI Tables"
Documentation of
Energy Performance Indicators
Prepared in the framework
of the European project EPISCOPE
www.episcope.eu | www.episcope.eu
February 2016
{ Logo }
POUGET Consultants
81 rue Marcadet 75018 Paris
France
Energy Performance Indicator Tracking Schemes for the Continuous Optimisation of Refurbishment Processes in European Housing Stocks
Co-funded by the Intelligent Energy Europe
Programme of the European Union

## About
Workbook Template / Data Entry Guidance
[6 empty] | Template version: | 2016-01-28
About this Workbook
The template for this workbook has been prepared in the framework of the project EPISCOPE which was mainly funded by the programme Intelligent Energy Europe. The purpose is to report in a concerted way on input and output data of the building stock models and scenario calculations.
The usage of the EPI concept as well of this workbook by third parties is intended and desirable.
EPISCOPE Case Studies: Guidance for Data Entry
|  | ► | This data appendix is supposed to address readers who are interested in more detailed results of your scenario calculations.
|  | ► | Give enough explanatory text so the reader can understand the documentation (together with your case study reports and your English project description in EPISCOPE Synthesis Reports SR 2 or SR 3), but keep it short.
|  | ► | Respect the clear separation between "monitoring indicators" (which are based on empirical data) and "scenario indicators".
|  | ► | Stick to the table templates as far as possible: This will facilitate the understanding for other experts.
|  | ► | Individual modifications are possible (in this case: provide additional remarks so that changes come clear to the reader).
|  | ► | Also additional individual data tables may be supplemented, if you like.
|  | ► | If data is not available: The data fields (lines or rows) of the table templates may be deleted.
|  | ► | A first version of the monitoring indicators and of the starting point (basic case) of the scenarios was already provided for the interim report by most partners. Download of these preliminary EPI tables (status: 2014-10) at the internal EPISCOPE website (login first): http://internal.episcope.eu/internal-contract/reports-submitted-to-eacieasme/
Monitoring Indicators
General Rule: Enter only robust empirical data into the monitoring indicators tables.
If data is not available: Keep the fields empty or delete them.
Give the reader an impression of the reliability of data of the main data sources, for example providing some estimation as to the following issues as far as applicable:
|  | ► | Size of the applied sample (100 or 1000 or 10 000)? In case of local case studies also relate the sample size to the total number of considered buildings.
|  | ► | What is the rate of return for the most important questions?
|  | ► | How do you assess the data quality? (in terms of uncertainties of the measured information; only in words, not quantitative)
|  | ► | Is data deemed as representative or might it be biased?
|  | ► | Is data up-to-date?
Scenario Indicators
Report the respective indicators for the trend scenario and if possible for 1 to 2 additional scenarios.
|  | ► | Provide information on the starting year (basic case) and the end year (e.g. 2050) and at least 1-2 additional years in between. In some case studies the partners differentiated between the “basic case” and the current state 2015 (for example if the basic case is based on a survey implemented some years ago). Here it is necessary to provide the numbers for both states (please note, that this may require in some cases an additional column on the left side in the summary indicators tables from SR2/3).
|  | ► | The data of the basic case and of the scenarios are shown as “one value for the whole stock”, that means they are not split for different building types. But the total values of the basic case must correspond to the values in the sheet "Basic Case Details", that means they must be appropriate mean values (e.g. weighted by living space, another reference area or dwelling number) of the “average buildings”.
|  | ► | Two different approaches can be chosen:
- Relate the data to the complete building stock (including new buildings).
- Relate the data to the existing building stock of a certain year only (e.g. the year of the basic case) and follow this building stock over time.
|  | ► | In both cases indicate the building stock in the lines at the top of the table:
e.g. bs 2030 = Building Stock of the year 2030 (including new buildings)
bs..2012¦2030 = Buildings constructed until 2012 in the year 2030. Give a short explanation of that indicator
|  | ► | In both cases: give at least some additional short textual explanation of the assumed development in the new building sector (which insulation standards are achieved? Which heat supply systems are applied?). Alternatively also separate detailed tables of the new buildings subset of the building stock may be provided, if you like.
|  | ► | Give at least some additional short textual explanation of the development in the higher-level electricity and district heating sector, as far as applicable (but also indicate if there are no changes assumed). This also might help to understand the development of the summary indicator carbon dioxide emission per produced heat.
Energy Balance Indicators
Enter the results of the two scenario calculations for the different years. The values should be identical to those displayed in the Synthesis Reports SR 2 and 3.
"Basic Case Details -" Scenario and Energy Balance Indicators by Building Type
The basic cases of all EPISCOPE scenario calculations are documented in form of "average buildings" in the TABULA Webtool (http://webtool.building-typology.eu) area "Building Stocks". The most important input data are identical to the monitoring indicators. The current version of the "average buildings" datasets can be found in sheet "Source TABULA.xlsm - Basic Case" of this workbook. You can directly copy and paste the rows containing your case study values from there into the sheet "Basic Case Details".
Summary Indicators
The summary indicators are designed to give a first and basic overview of the results of scenario analysis of residential building stocks. The format is binding - in contrast to the other indicators. You will find the detailed definitions and further explanations in the EPISCOPE report "Application of Energy Performance Indicators for Residential Building Stocks" (www.episcope.eu/communication/download/)
Energy Performance Indicator Tracking Schemes for the Continuous Optimisation of Refurbishment Processes in European Housing Stocks
Co-funded by the Intelligent Energy Europe Programme of the European Union
| Contract N°: |  |  | IEE/12/695/SI2.644739 – EPISCOPE
| Coordinator: |  |  | Institut Wohnen und Umwelt, Darmstadt / Germany
| Project duration: |  |  | April 2013 - March 2016
The sole responsibility for the content of this deliverable lies with the authors. It does not necessarily reflect the opinion of the European Union. Neither the EASME nor the European Commission are responsible for any use that may be made of the information contained therein.

## Data Info
EPISCOPE Case Studies - Documentation of Energy Performance Indicators
General Information
General Information about the monitoring and scenario data documented in this workbook
|  | Country |  | France
|  | Building stock |  | OPH Montreuillois' social housing building stock
|  | Person in charge |  | Shanthirabalan Santhiah
|  |  | Organisation | POUGET Consultants
|  |  | Address | 81 rue Marcadet 75018 PARIS
|  |  | Country | France
|  |  | URL | http://pouget-consultants.eu/
|  | Date |  | 2016-02-05
Documented study
|  |  | Reference | National report on Pilot Actions (Deliverable 3.1)
Explanations
Monitoring Indicators
Monitoring indicators for this building stock were made upon an important quantity of sources but only a few were kept without any modifications. See scenario indicators for more informations.
A detailed description of the data situation of OPH Montreuillois' building stock can be found in the EPISCOPE Synthesis Report SR4 [3].
Scenario Indicators
|  | Scenario <1> |  | "Trend"
The trend scenario is based on the observation of the building stock: number and performance of new buildings, reading of Energy Performance Certificates for each building, documents about refurbishments (energy and non-energy) done during the last 10 years were also available and were consulted. Real consumptions for buildings with gas heating were also given and compared with calculated consumptions. A detailed description is given in the EPISCOPE Synthesis Report SR2 [3]
|  | Scenario <2> |  | "Good"
This scenario is based on the energy performance level of the French energy label “BBC-Rénovation” for refurbishments and “effinergie+” for new buildings. It takes into account a refurbishment rate of 3 % and a moderate introduction of renewable energies. A detailed description is given in the EPISCOPE Synthesis Report SR2 [3]
|  | Scenario <3> |  | "Performant"
This scenario is based on the energy performance level of passive houses for the climate zone of Paris (approximately according to “EnerPHit” label for renovations and “Passive House” for new buildings). It takes into account a refurbishment rate of 3 % and an ambitious introduction of renewable energies. A detailed description is given in the EPISCOPE Synthesis Report SR2 [3]
Further scenarios not documented in this workbook
N/A
Further Explanations
We would like to precise that we used a few monitoring indicators eveni if we have an important amount of sources. In fact, to correct incoherencies found in some of the sources, we used hypothesis based on our knowledge of the building stock and our experience. THe indicators made with such hypothesis were directly put into Trend scenario indicators.
Energy Balance Indicators
Energy Balance Indicators are calculated consumptions (via TABULA Excel file) that were compared to the available real consumptions.
Basic Case Details - Scenario and Energy Balance Indicators by Building Type
Summary Indicators
References
| [1] | Shanthirabalan, S., Rochard, U. (ed.): National Report on Pilot actions – A social housing building stock in Montreuil city EPISCOPE Deliverable 3.1, POUGET Consultants, Paris, 2016
www.episcope.eu/communication/download/
| [2] | Stein, B., Loga, T., Diefenbach, N. (ed.): Tracking of Energy Performance Indicators in Residential Building Stocks – Different Approaches and Common Results. EPISCOPE Synthesis Report No. 4, Institut Wohnen und Umwelt, Darmstadt, 2016
www.episcope.eu/communication/download/
| [3] | Stein, B., Loga, T., Diefenbach, N. (ed.): Scenario Analyses Concerning Energy Efficiency and Climate Protection in Local Residential Building Stocks. Examples from Eight European Countries – EPISCOPE Synthesis Report No. 2”, Institut Wohnen und Umwelt, Darmstadt, 2016
www.episcope.eu/communication/download/

## Monitoring Indicators
Monitoring Indicators
General Remarks:
M.1 Basic data of the building stock | Complete building stock | Old building stock | New buildings
No distinction
number of buildings | 257
number of dwellings | 10331
national reference area [m²] | 659289
sources / remarks
Explanation of the type of reference area: …
M.2.1 Building insulation: basic information about state and trends of fabric improvement
| Complete building stock | Old building stock
Walls |  |  | percentages related to…
insulation improved (cases)* |  |  | e.g. number of buildings (or dwellings)
insulation improved (fabric surface)** |  |  | e.g. total wall area
average thickness of improved insulation
annual rate of insulation improvement (cases) |  |  | e.g. number of buildings (or dwellings)
annual rate of insulation improvement (fabric surface) |  |  | e.g. total wall area
average thickness of insulation (recent modernisation)
Roofs / upper floor ceilings | also a separation of roof and loft insulation might be useful |  | percentages related to…
insulation improved (cases)* |  |  | e.g. number of buildings (or dwellings)
insulation improved (fabric surface)** |  |  | e.g. total roof / loft area
average thickness of improved insulation
annual rate of insulation improvement (cases) |  |  | e.g. number of buildings (or dwellings)
annual rate of insulation improvement (fabric surface) |  |  | e.g. total roof / loft area
average thickness of insulation (recent modernisation)
Ground floors / cellar ceilings |  |  | percentages related to…
insulation improved (cases)* |  |  | e.g. number of buildings (or dwellings)
insulation improved (fabric surface)** |  |  | e.g. total ground floor area
average thickness of improved insulation
annual rate of insulation improvement (cases) |  |  | e.g. number of buildings (or dwellings)
annual rate of insulation improvement (fabric surface) |  |  | e.g. total ground floor area
average thickness of insulation (recent modernisation)
Windows
insulation improved (cases)* |  |  | e.g. number of buildings (or dwellings)
thermal quality improved (fabric surface)** |  |  | e.g. total area of windows
average quality of improved windows | define a suitable quantity (e.g. average U-value) or leave it empty and give textual information)
annual rate of insulation improvement (cases)
annual rate of insulation improvement (fabric surface)
average quality of improved windows (recent modernisation) | define a suitable quantity (e.g. average U-value) or leave it empty and give textual information)
Sources / remarks
*) percentage of buildings (or dwellings) which have already been refurbished by adding insulation
**) e.g. in case of walls: upgraded wall area devided by total wall area of the respective building stock
M.2.2 Building insulation: Detailed information of the actual state
| Complete building stock | Old building stock | New buildings
levels of wall insulation (area-weigthed):
level 0 (e.g. "uninsulated")
level 1 (e.g. "insulated")
level 2 (e.g. "very good insulated")
roofs / upper floor ceilings | also a separation of roof and loft insulation might be useful
similar to walls (different system of levels)
ground floors / cellar ceilings
similar to walls (different system of levels)
windows
similar to walls (different system of levels)
Sources / remarks
(Give explanations how you defined the levels (by using U values or thickness of insulation). If you use U-values (e.g. from EPC databases), please mention here that these are
"calculatory" standard values (and not necessarily the real U-values). So it might be recommendable not to define too many detailed levels)
M.3.1 Main Heat Supply Systems for Space Heating
|  | state of the building stock |  | modernisation | trends
| Complete building stock | Old building stock | New buildings | Complete building stock | Old building stock
M.3.1.1 Centralisation of space heating system |  |  |  | net modernisation rates*
district heating
building / apartment heating
room heating
M.3.1.2 Main energy carrier for space heating |  |  |  | net modernisation rates*
district heating | 7.025%
gas (natural / liquid gas) | 58.64%
oil | 0%
coal | 0%
wood/biomass | 0%
electricity | 34.34%
M.3.1.3. Main heat generation system for space heating |  |  |  | gross modernisation rates*
district heating
combustion of fossil fuels: "level 0" systems: stoves, non-condensing boilers
combustion of fossil fuels: "level 1" systems: gas/oil condensing boilers
combustion of fossil fuels: "level 2" systems gas/oil driven heat pumps / chp systems
combustion of wood/biomass: "level 0" systems: simple/old/unefficient stoves and boilers (mostly split log)
combustion of wood/biomass: "level 1" systems: modern boilers and stoves (mostly wood pellets, wood chips)
direct electric heating
electric heat pumps
Sources / remarks
*) explanation of gross/net rates: gross rates: e.g. all new heating generation systems are considered (e.g. also if the same type is installed again), net rates: only the net growth/decline of system types and energy carriers is considered. Accordingly the gross rates of all heat generation systems sum up to the complete modernisation rate of heat generation systems in the observed building stock, whereas net modernisation rates always add up to zero.
M.3.2 Special Systems (additional systems of special interest for space heating, hot water supply, ventilation, including photovoltaics)
|  | state of the building stock |  | modernisation trends (gross rates)
| Complete building stock | Old building stock | New buildings | Complete building stock | Old building stock
solar thermal systems
...for hot water supply only
...for heating and hot water supply
photovoltaic systems
ventilation systems (for buildings/apartments, not only kitchen/WC ventilation)
....with heat recovery
...without heat recovery
Sources / remarks
M.3.3 Main System of Hot Water Supply
apart from additional solar thermal systems (see above)
| Complete building stock | Old building stock | New buildings
M.3.3.1 Main Energy carrier for hot water supply
district heating
gas
oil
coal
wood/biomass
electricity
M.3.3.2 Main heat generation system for hot water supply
hot water generation combined with heating system:
separate system of hot water generation:
- direct electric heat generation
- electric heat pump
- combustion of fossil fuels
- combustion of wood/biomass
Sources / remarks
M.4 Final Energy balance: Measured values | Complete building stock | related to national reference area
energy consumption in TWh/a (109 kWh/a) |  | kWh/(m²a)
natural gas
liquid gas
oil
coal
wood / biomass
district heating
electric energy (used for heat supply)
Sources / remarks
Measured values of which years / mean values of which period?
Gross or net calorific values?
exemplary classification

## Scenario Indicators <1>
Scenario Indicators <1>
State Indicators
e.g. Scenario A / TREND | Residential Buildings constructed until 2012 |  |  |  |  | Remarks
| 2012: Basic Case | 2015 (Basic Case) | 2020 | 2030 | 2050
| bs2012 = bs…2012¦2012 | bs2015 | bs…2012¦2020 | bs…2012¦2030 | bs…2012¦2050
Number of buildings |  | 257 | 257 | 257 | 257
Number of dwellings |  | 10331 | 10331 | 10331 | 10331
National reference area [m²] |  | 659289 | 659289 | 659289 | 659289
TABULA/EPISCOPE reference area [m²]
Building insulation: state of modernisation
Walls | [5 empty] | percentages related to ....
insulation improved (cases)*
insulation improved (fabric surface)** |  | 41.45% | 43.25% | 47.55% | 54.65% | total wall area
Roofs / upper floor ceilings | [5 empty] | percentages related to ....
insulation improved (from original state)
insulation improved (area-weighted) |  | 30% | 37.87% | 59.57% | 65.27% | total roof area
Ground floors / cellar ceilings | [5 empty] | percentages related to ....
insulation improved (from original state)
insulation improved (area-weighted) |  | 29.53% | 35.43% | 37.43% | 45.33% | total floor area
Windows | [5 empty] | percentages related to ....
insulation improved (from original state)
insulation improved (area-weighted) |  | 55.1% | 60.21% | 74.71% | 83.51% | total window area
Building insulation: Detailed information
levels of wall insulation (area-weigthed): | [5 empty] | percentages related to....
level 0 (U > 1 W/m²K) |  | 58.55% | 56.75% | 52.45% | 45.35%
level 1 (1W/m²K >= U > 0,44 W/m²K) |  | 1.295% | 1.295% | 1.295% | 1.295%
level 2 (U <= 0,44 W/m²K ) |  | 40.16% | 41.96% | 46.26% | 53.36%
levels of roof/upper floor ceiling insulation (area-weigthed): | [5 empty] | percentages related to....
level 0 (U > 1 W/m²K) |  | 70.03% | 62.13% | 40.43% | 34.73%
level 1 (1,5 W/m²K >= U > 0,36 W/m²K) |  | 0% | 0% | 0% | 0%
level 2 (U <= 0,36 W/m²K ) |  | 29.97% | 37.87% | 59.57% | 65.27%
levels of ground floor / cellar ceiling insulation (area-weigthed): | [5 empty] | percentages related to....
level 0 (U > 1,5 W/m²K) |  | 70.47% | 64.57% | 62.57% | 54.67%
level 1 (1,5 W/m²K >= U > 0,54 W/m²K) |  | 0% | 0% | 0% | 0%
level 2 (U <= 0,54 W/m²K ) |  | 29.53% | 35.43% | 37.43% | 45.33%
levels of window insulation (area-weigthed): | [5 empty] | percentages related to....
level 0 (U > 3 W/m²K) |  | 44.89% | 39.79% | 25.29% | 16.49%
level 1 (3 W/m²K >= U > 1,8 W/m²K) |  | 13.19% | 13.19% | 13.19% | 13.19%
level 2 (U <= 1,8 W/m²K ) |  | 41.92% | 47.02% | 61.52% | 70.32%
Main Heat Supply Systems for Space Heating
Centralisation of space heating system | [5 empty] | percentages related to....
district heating |  | 7% | 7.685% | 7.685% | 7.685%
building / apartment heating |  | 58.6% | 57.98% | 57.98% | 57.98%
room heating |  | 34.3% | 34.34% | 34.34% | 34.34%
Main energy carrier for space heating | [5 empty] | percentages related to....
district heating |  | 7.025% | 7.685% | 7.685% | 7.685%
gas (natural / liquid gas) |  | 58.64% | 57.98% | 57.98% | 57.98%
oil |  | 0% | 0% | 0% | 0%
coal |  | 0% | 0% | 0% | 0%
wood/biomass |  | 0% | 0% | 0% | 0%
electricity |  | 34.34% | 34.34% | 34.34% | 34.34%
Main heat generation system for space heating | [5 empty] | percentages related to....
district heating |  |  | 7.685% | 7.685% | 7.685%
Condensing boiler |  |  | 18.43% | 53.6% | 57.98%
Standard boiler |  |  | 34.08% | 2.894% | 0%
Low temperature boiler |  |  | 5.467% | 1.481% | 0%
Direct Electric |  |  | 21.25% | 0.6602% | 0%
Heat pump |  |  | 13.08% | 33.68% | 34.34%
Special Systems | [5 empty] | percentages related to....
solar thermal systems |  | 1.2% | 5.8% | 17.1% | 18.2%
...for hot water supply only |  | 1.2% | 5.8% | 17.1% | 18.2%
...for heating and hot water supply |  | 0% | 0% | 0% | 0%
photovoltaic systems |  | 0% | 0% | 0% | 0%
ventilation systems (for buildings/apartments, not only kitchen/WC ventilation)
....with heat recovery
...without heat recovery
(optional): Main Energy carrier for hot water supply | [5 empty] | percentages related to....
district heating |  | 7.024% | 7.236% | 6.373% | 6.287%
gas |  | 58.64% | 60.43% | 65.15% | 65.62%
oil
coal
wood/biomass
electricity |  | 34.33% | 32.33% | 28.48% | 28.09%
(optional:)Main heat generation system for hot water supply | [5 empty] | percentages related to....
hot water generation combined with heating system:
separate system of hot water generation:
- direct electric heat generation
- electric heat pump
- combustion of fossil fuels
- combustion of wood/biomass
remarks
Operational Indicators
e.g. Scenario A / TREND | Residential Buildings constructed until 2012
| 2012: Basic Case | 2015 (Basic Case) | 2020 | 2030 | 2050
| bs2012 = bs…2012¦2012 | bs2015 | bs…2012¦2020 | bs…2012¦2030 | bs…2012¦2050
Directly heated part of the reference floor area |  | 1 | 1 | 1 | 1 | in %
Daily operating time of heating system |  | - | - | - | - | h/d
Set-point temperature heating system |  | 20 | 20 | 20 | 20 | °C
Average temperature directly heated part |  | 20 | 20 | 20 | 20 | °C (heating period)
Average temperature not directly heated part |  | N/A | N/A | N/A | N/A | °C (heating period)
Climate dataset |  | H1A (TRAPPES) | H1A (TRAPPES) | H1A (TRAPPES) | H1A (TRAPPES)
Length of heating period |  | 195 | 195 | 195 | 195 | d/a
Average external air temperature during heating period |  | 7.1 | 7.1 | 7.1 | 7.1 | °C
The Scheme is here provided for a certain scenario e.g. Scenario A
starting with the basic case (here: 2012) and including the years 2020, 2030, 2050.
Fill in the same table also for 1-2 further scenarios (including the trend scenario if available).
Stick to the draft tables as far as possible,
but individual modifications are possible (give than explanations/remarks).
Data may be related to the complete building stock or to the existing building stock only (e.g. of the basic case).
In this example : only the buildings of the "existing stock" of the basic case (constructed until 2012) are considered.
Further subsets (e.g. new buildings after 2013) may be (but do not need to) be added in separate tables.
optional column, may be used if the basic case is not identical to 2015

## Scenario Indicators <2>
Scenario Indicators <2>
State Indicators
e.g. Scenario B / GOOD | Residential Buildings constructed until 2012 |  |  |  |  | Remarks
| 2012: Basic Case | 2015 (Basic Case) | 2020 | 2030 | 2050
| bs2012 = bs…2012¦2012 | bs2015 | bs…2012¦2020 | bs…2012¦2030 | bs…2012¦2050
Number of buildings |  | 257 | 257 | 257 | 257
Number of dwellings |  | 10331 | 10331 | 10331 | 10331
National reference area [m²] |  | 659289 | 659289 | 659289 | 659289
TABULA/EPISCOPE reference area [m²]
Building insulation: state of modernisation
Walls | [5 empty] | percentages related to ....
insulation improved (cases)*
insulation improved (fabric surface)** |  | 41.45% | 44.25% | 50.45% | 59.85% | total wall area
Roofs / upper floor ceilings | [5 empty] | percentages related to ....
insulation improved (from original state)
insulation improved (area-weighted) |  | 29.97% | 42.17% | 63.77% | 65.67% | total roof area
Ground floors / cellar ceilings | [5 empty] | percentages related to ....
insulation improved (from original state)
insulation improved (area-weighted) |  | 29.53% | 35.43% | 39.93% | 47.93% | total floor area
Windows | [5 empty] | percentages related to ....
insulation improved (from original state)
insulation improved (area-weighted) |  | 55.11% | 63.01% | 80.81% | 83.51% | total window area
Building insulation: Detailed information
levels of wall insulation (area-weigthed): | [5 empty] | percentages related to....
level 0 (U > 1 W/m²K) |  | 58.55% | 55.75% | 49.55% | 40.15%
level 1 (1W/m²K >= U > 0,44 W/m²K) |  | 1.295% | 1.295% | 1.295% | 1.295%
level 2 (U <= 0,44 W/m²K ) |  | 40.16% | 42.96% | 49.16% | 58.56%
levels of roof/upper floor ceiling insulation (area-weigthed): | [5 empty] | percentages related to....
level 0 (U > 1 W/m²K) |  | 70.03% | 57.83% | 36.23% | 34.33%
level 1 (1,5 W/m²K >= U > 0,36 W/m²K) |  | 0% | 0% | 0% | 0%
level 2 (U <= 0,36 W/m²K ) |  | 29.97% | 42.17% | 63.77% | 65.67%
levels of ground floor / cellar ceiling insulation (area-weigthed): | [5 empty] | percentages related to....
level 0 (U > 1,5 W/m²K) |  | 70.47% | 64.57% | 60.07% | 52.07%
level 1 (1,5 W/m²K >= U > 0,54 W/m²K) |  | 0% | 0% | 0% | 0%
level 2 (U <= 0,54 W/m²K ) |  | 29.53% | 35.43% | 39.93% | 47.93%
levels of window insulation (area-weigthed): | [5 empty] | percentages related to....
level 0 (U > 3 W/m²K) |  | 44.89% | 36.99% | 19.19% | 16.49%
level 1 (3 W/m²K >= U > 1,8 W/m²K) |  | 13.19% | 13.19% | 13.19% | 13.19%
level 2 (U <= 1,8 W/m²K ) |  | 41.92% | 49.82% | 67.62% | 70.32%
Main Heat Supply Systems for Space Heating
Centralisation of space heating system | [5 empty] | percentages related to....
district heating |  | 7% | 7.685% | 7.685% | 7.685%
building / apartment heating |  | 58.6% | 57.98% | 57.98% | 57.98%
room heating |  | 34.3% | 34.34% | 34.34% | 34.34%
Main energy carrier for space heating | [5 empty] | percentages related to....
district heating |  | 7.025% | 7.685% | 7.685% | 7.685%
gas (natural / liquid gas) |  | 58.64% | 57.98% | 57.98% | 57.98%
oil
coal
wood/biomass
electricity |  | 34.34% | 34.34% | 34.34% | 34.34%
Main heat generation system for space heating | [5 empty] | percentages related to....
district heating |  | 7.025% | 7.685% | 7.685% | 7.685%
Condensing boiler |  | 9.127% | 18.43% | 53.6% | 57.98%
Standard boiler |  | 43.15% | 34.08% | 2.894% | 0%
Low temperature boiler |  | 6.357% | 5.467% | 1.481% | 0%
Direct Electric |  | 34.34% | 21.25% | 0.6602% | 0%
Heat pump |  | 0% | 13.08% | 33.68% | 34.34%
Special Systems | [5 empty] | percentages related to....
solar thermal systems |  | 1.2% | 5.8% | 17.1% | 18.2%
...for hot water supply only |  | 1.2%
...for heating and hot water supply |  | 0% | 0% | 0% | 0%
photovoltaic systems
ventilation systems (for buildings/apartments, not only kitchen/WC ventilation)
....with heat recovery |  | 100% | 100% | 100% | 100%
...without heat recovery
(optional): Main Energy carrier for hot water supply | [5 empty] | percentages related to....
district heating |  | 7.024% | 7.236% | 6.373% | 6.287%
gas |  | 58.64% | 60.43% | 65.15% | 65.62%
oil |  | 0% | 0% | 0% | 0%
coal |  | 0% | 0% | 0% | 0%
wood/biomass |  | 0% | 0% | 0% | 0%
electricity |  | 34.33% | 32.33% | 28.48% | 28.09%
(optional:)Main heat generation system for hot water supply | [5 empty] | percentages related to....
hot water generation combined with heating system:
separate system of hot water generation:
- direct electric heat generation
- electric heat pump
- combustion of fossil fuels
- combustion of wood/biomass
remarks
Operational Indicators
e.g. Scenario B / GOOD | Residential Buildings constructed until 2012
| 2012: Basic Case | 2015 (Basic Case) | 2020 | 2030 | 2050
| bs2012 = bs…2012¦2012 | bs2015 | bs…2012¦2020 | bs…2012¦2030 | bs…2012¦2050
Directly heated part of the reference floor area |  | 1 | 1 | 1 | 1 | in %
Daily operating time of heating system |  | - | - | - | - | h/d
Set-point temperature heating system |  | 20 | 20 | 20 | 20 | °C
Average temperature directly heated part |  | 20 | 20 | 20 | 20 | °C (heating period)
Average temperature not directly heated part |  | N/A | N/A | N/A | N/A | °C (heating period)
Climate dataset |  | H1A (TRAPPES) | H1A (TRAPPES) | H1A (TRAPPES) | H1A (TRAPPES)
Length of heating period |  | 195 | 195 | 195 | 195 | d/a
Average external air temperature during heating period |  | 7.1 | 7.1 | 7.1 | 7.1 | °C
optional column, may be used if the basic case is not identical to 2015

## Scenario Indicators <3>
Scenario Indicators <3>
State Indicators
e.g. Scenario C / PERFORMANT | Residential Buildings constructed until 2012 |  |  |  |  | Remarks
| 2012: Basic Case | 2015 (Basic Case) | 2020 | 2030 | 2050
| bs2012 = bs…2012¦2012 | bs2015 | bs…2012¦2020 | bs…2012¦2030 | bs…2012¦2050
Number of buildings |  | 257 | 257 | 257 | 257
Number of dwellings |  | 10331 | 10331 | 10331 | 10331
National reference area [m²] |  | 659289 | 659289 | 659289 | 659289
TABULA/EPISCOPE reference area [m²]
Building insulation: state of modernisation
Walls | [5 empty] | percentages related to ....
insulation improved (cases)*
insulation improved (fabric surface)** |  | 41.45% | 44.25% | 50.45% | 59.85% | total wall area
Roofs / upper floor ceilings | [5 empty] | percentages related to ....
insulation improved (from original state)
insulation improved (area-weighted) |  | 29.97% | 42.17% | 63.77% | 65.67% | total roof area
Ground floors / cellar ceilings | [5 empty] | percentages related to ....
insulation improved (from original state)
insulation improved (area-weighted) |  | 29.53% | 35.43% | 39.93% | 47.93% | total floor area
Windows | [5 empty] | percentages related to ....
insulation improved (from original state)
insulation improved (area-weighted) |  | 55.11% | 63.01% | 80.81% | 83.51% | total window area
Building insulation: Detailed information
levels of wall insulation (area-weigthed): | [5 empty] | percentages related to....
level 0 (U > 1 W/m²K) |  | 58.55% | 55.75% | 49.55% | 40.15%
level 1 (1W/m²K >= U > 0,44 W/m²K) |  | 1.295% | 1.295% | 1.295% | 1.295%
level 2 (U <= 0,44 W/m²K ) |  | 40.16% | 42.96% | 49.16% | 58.56%
levels of roof/upper floor ceiling insulation (area-weigthed): | [5 empty] | percentages related to....
level 0 (U > 1 W/m²K) |  | 70.03% | 57.83% | 36.23% | 34.33%
level 1 (1,5 W/m²K >= U > 0,36 W/m²K) |  | 0% | 0% | 0% | 0%
level 2 (U <= 0,36 W/m²K ) |  | 29.97% | 42.17% | 63.77% | 65.67%
levels of ground floor / cellar ceiling insulation (area-weigthed): | [5 empty] | percentages related to....
level 0 (U > 1,5 W/m²K) |  | 70.47% | 64.57% | 60.07% | 52.07%
level 1 (1,5 W/m²K >= U > 0,54 W/m²K) |  | 0% | 0% | 0% | 0%
level 2 (U <= 0,54 W/m²K ) |  | 29.53% | 35.43% | 39.93% | 47.93%
levels of window insulation (area-weigthed): | [5 empty] | percentages related to....
level 0 (U > 3 W/m²K) |  | 44.89% | 36.99% | 19.19% | 16.49%
level 1 (3 W/m²K >= U > 1,8 W/m²K) |  | 13.19% | 13.19% | 13.19% | 13.19%
level 2 (U <= 1,8 W/m²K ) |  | 41.92% | 49.82% | 67.62% | 70.32%
Main Heat Supply Systems for Space Heating
Centralisation of space heating system | [5 empty] | percentages related to....
district heating |  | 7% | 7.685% | 7.685% | 7.685%
building / apartment heating |  | 58.6% | 57.98% | 57.98% | 57.98%
room heating |  | 34.3% | 34.34% | 34.34% | 34.34%
Main energy carrier for space heating | [5 empty] | percentages related to....
district heating |  | 7.025% | 7.685% | 7.685% | 7.685%
gas (natural / liquid gas) |  | 58.64% | 57.98% | 57.98% | 57.98%
oil
coal
wood/biomass
electricity |  | 34.34% | 34.34% | 34.34% | 34.34%
Main heat generation system for space heating | [5 empty] | percentages related to....
district heating |  | 7.025% | 7.685% | 7.685% | 7.685%
Condensing boiler |  | 9.127% | 18.43% | 53.6% | 57.98%
Standard boiler |  | 43.15% | 34.08% | 2.894% | 0%
Low temperature boiler |  | 6.357% | 5.467% | 1.481% | 0%
Direct Electric |  | 34.34% | 21.25% | 0.6602% | 0%
Heat pump |  | 0% | 13.08% | 33.68% | 34.34%
Special Systems | [5 empty] | percentages related to....
solar thermal systems |  | 1.2% | 5.8% | 17.1% | 18.2%
...for hot water supply only |  | 1.2%
...for heating and hot water supply |  | 0% | 0% | 0% | 0%
photovoltaic systems
ventilation systems (for buildings/apartments, not only kitchen/WC ventilation)
....with heat recovery |  | 100% | 100% | 100% | 100%
...without heat recovery
(optional): Main Energy carrier for hot water supply | [5 empty] | percentages related to....
district heating |  | 7.024% | 7.236% | 6.373% | 6.287%
gas |  | 58.64% | 60.43% | 65.15% | 65.62%
oil |  | 0% | 0% | 0% | 0%
coal |  | 0% | 0% | 0% | 0%
wood/biomass |  | 0% | 0% | 0% | 0%
electricity |  | 34.33% | 32.33% | 28.48% | 28.09%
(optional:)Main heat generation system for hot water supply | [5 empty] | percentages related to....
hot water generation combined with heating system:
separate system of hot water generation:
- direct electric heat generation
- electric heat pump
- combustion of fossil fuels
- combustion of wood/biomass
remarks
Operational Indicators
e.g. Scenario C / PERFORMANT | Residential Buildings constructed until 2012
| 2012: Basic Case | 2015 (Basic Case) | 2020 | 2030 | 2050
| bs2012 = bs…2012¦2012 | bs2015 | bs…2012¦2020 | bs…2012¦2030 | bs…2012¦2050
Directly heated part of the reference floor area |  | 1 | 1 | 1 | 1 | in %
Daily operating time of heating system |  | - | - | - | - | h/d
Set-point temperature heating system |  | 20 | 20 | 20 | 20 | °C
Average temperature directly heated part |  | 20 | 20 | 20 | 20 | °C (heating period)
Average temperature not directly heated part |  | N/A | N/A | N/A | N/A | °C (heating period)
Climate dataset |  | H1A (TRAPPES) | H1A (TRAPPES) | H1A (TRAPPES) | H1A (TRAPPES)
Length of heating period |  | 195 | 195 | 195 | 195 | d/a
Average external air temperature during heating period |  | 7.1 | 7.1 | 7.1 | 7.1 | °C
optional column, may be used if the basic case is not identical to 2015

## Energy Balance <1>
Energy Balance Indicators <1>
e.g. Scenario A (Trend), all values in GWh/yr (10^6 kWh/yr) not used: several tables for subsets of the building stock (e.g. constructed until 2012 / from 2013) |  | 2012: Basic Case | 2015 (Basic Case) | 2020 | 2030 | 2050
|  | bs2012 | bs2015 | bs2020 | bs2030 | bs2050
TABULA/EPISCOPE reference area [103 m²] |  |  | 725.7264 | 780.1559 | 889.0149 | 1052.3033
Required heat amounts
Qnd | Net heat need (space heating and DHW)*
Qtotal | Supplied heat (space heating and DHW)**
Qtotal of the buildings constructed until {for example} 2012
Qtotal of the new buildings constructed from {for example} 2013
Final energy demand by energy carrier (delivered energy, gross calorific value)
1 | natural gas |  | 79128794.3705 | 69250344.3843 | 56761384.796 | 61214022.6854
2 | liquid gas
3 | oil
4 | coal
5 | wood / biomass
6 | district heating |  | 11420523.1355 | 15073759.7631 | 16739410.8909 | 27085583.0104
7 | electric energy (used for heat supply)*** |  | 25225913.6142 | 20151603.6906 | 14278705.2573 | 17954158.9311
Sum of energy carriers (1-7) |  | 0 | 115775231.1202 | 104475707.838 | 87779500.9442 | 106253764.6269
8 | environmental heat (used by heat pumps)
9 | heat from solar thermal systems
10 | ventilation heat recovery
Sum of energy carriers and renewable heat (1-10) |  | 0 |  | 104475707.838 | 87779500.9442 | 106253764.6269
CO2 emissions (e.g. in million tons / year) |  |  | 0.023992 | 0.01903 | 0.011863 | 0.0087571
Remarks:
*) Energy need for heating and DHW
**) Total amount of heat generated by technical installations in the building (for heating and DHW: sum of net heat need + storage losses + distribution and emission losses + heat recovered by ventilation systems).
**) e.g. auxiliary electric energy for control, pumps, fans of heat supply and ventilation systems is included
Reference area related values in kWh/(m²a) |  | 2012: Basic Case | 2015 (Basic Case) | 2020 | 2030 | 2050
e.g. Scenario A |  | bs2012 | bs2015 | bs2020 | bs2030 | bs2050
TABULA/EPISCOPE reference area [10^3m²] |  | 0 | 725.7264 | 780.1559 | 889.0149 | 1052.3033
Required heat amounts
Qnd | Net heat need (space heating and DHW)* | - | 0 | 0 | 0 | 0
Qtotal | Supplied heat (space heating and DHW)** | - | 0 | 0 | 0 | 0
Qtotal of the buildings constructed until {for example} 2012 |  | - | - | - | - | -
Qtotal of the new buildings constructed from {for example} 2013 |  | - | - | - | - | -
Final energy demand by energy carrier (delivered energy, gross calorific value)
1 | natural gas | - | 109033917.326 | 95422107.5205 | 78213198.9547 | 84348621.0268
2 | liquid gas | - | 0 | 0 | 0 | 0
3 | oil | - | 0 | 0 | 0 | 0
4 | coal | - | 0 | 0 | 0 | 0
5 | wood / biomass | - | 0 | 0 | 0 | 0
6 | district heating | - | 15736678.2254 | 20770581.5421 | 23065731.7313 | 37322029.764
7 | electric energy (used for heat supply)*** | - | 34759536.0369 | 27767493.594 | 19675052.311 | 24739569.1558
Sum of energy carriers (1-7) |  | - | 159530131.5883 | 143960182.6567 | 120953982.997 | 146410219.9466
8 | environmental heat (used by heat pumps) | - | - | - | - | -
9 | heat from solar thermal systems | - | - | - | - | -
10 | ventilation heat recovery | - | - | - | - | -
Sum of energy carriers and renewable heat (1-10) |  | - | - | - | - | -
CO2 emissions (e.g. in million tons / m² / year) |  | - | 0.033059 | 0.024393 | 0.013344 | 0.0083218
Remarks:
*) Energy need for heating and DHW
**) Total amount of heat generated by technical installations in the building (for heating and DHW: sum of net heat need + storage losses + distribution and emission losses + heat recovered by ventilation systems).
**) e.g. auxiliary electric energy for control, pumps, fans of heat supply and ventilation systems is included
Values related to the reference area
Powers of ten used in the table above
| Area | 3 | 1000 | m²
| Energy | 6 | 1000000 | kWh/yr
The Scheme is here provided for a certain scenario e.g. Scenario A.
Starting with the basic case (here: 2012) and including the years 2020, 2030, 2050.
Please, fill in the same table also for 1 or 2 further scenarios (including the trend scenario if available).
Most of the numbers were already provided for the summary indicators (but here: absolute values) and SR 2/3 (final energy)
Current numbers from SR2/SR3 are provided by IWU in sheet "SOURCE SR2+SR3 - Energy Balance".
Please, supplement if possible environmental heat (usually from heat pumps) / heat from solar thermal systems
and a split of Qtotal among old and new buildings (optional).
Stick to the draft table as far as possible.
Individual modifications are possible by providing additional information (in additional lines)
Data is always related to the complete building stock
Further tables for special subsets may be (but do not need to be) added
optional column, may be used if the basic case is not identical to 2015
optional rows
optional rows
optional rows
optional rows

## Energy Balance <2>
Energy Balance Indicators <3>
e.g. Scenario C (Excellent), all values in GWh/yr (10^6 kWh/yr) not used: several tables for subsets of the building stock (e.g. constructed until 2012 / from 2013) |  | 2012: Basic Case | 2015 (Basic Case) | 2020 | 2030 | 2050
|  | bs2012 | bs2015 | bs2020 | bs2030 | bs2050
TABULA/EPISCOPE reference area [103 m²] |  |  | 725.7264 | 780.1559 | 889.0149 | 1052.3033
Required heat amounts
Qnd | Net heat need (space heating and DHW)*
Qtotal | Supplied heat (space heating and DHW)**
Qtotal of the buildings constructed until {for example} 2012
Qtotal of the new buildings constructed from {for example} 2013
Final energy demand by energy carrier (delivered energy, gross calorific value)
1 | natural gas |  | 79128794.3705 | 64649388.6413 | 43820206.8025 | 58594999.5133
2 | liquid gas
3 | oil
4 | coal
5 | wood / biomass
6 | district heating |  | 11420523.1355 | 13393147.0973 | 11678613.5827 | 25790097.1322
7 | electric energy (used for heat supply)*** |  | 25225913.6142 | 18719024.9428 | 13392462.7295 | 17489710.7747
Sum of energy carriers (1-7) |  | 0 | 115775231.1202 | 96761560.6815 | 68891283.1147 | 101874807.4202
8 | environmental heat (used by heat pumps)
9 | heat from solar thermal systems
10 | ventilation heat recovery
Sum of energy carriers and renewable heat (1-10) |  | 0 | 115775231.1202 | 96761560.6815 | 68891283.1147 | 101874807.4202
CO2 emissions (e.g. in million tons / year) |  |  | 0.023992 | 0.017033 | 0.0079627 | 0.0035246
Remarks:
*) Energy need for heating and DHW
**) Total amount of heat generated by technical installations in the building (for heating and DHW: sum of net heat need + storage losses + distribution and emission losses + heat recovered by ventilation systems).
**) e.g. auxiliary electric energy for control, pumps, fans of heat supply and ventilation systems is included
Reference area related values in kWh/(m²a) |  | 2012: Basic Case | 2015 (Basic Case) | 2020 | 2030 | 2050
e.g. Scenario A |  | bs2012 | bs2015 | bs2020 | bs2030 | bs2050
TABULA/EPISCOPE reference area [10^3m²] |  | 0 | 725.7264 | 780.1559 | 889.0149 | 1052.3033
Required heat amounts
Qnd | Net heat need (space heating and DHW)* | - | - | - | - | -
Qtotal | Supplied heat (space heating and DHW)** | - | - | - | - | -
Qtotal of the buildings constructed until {for example} 2012 |  | - | - | - | - | -
Qtotal of the new buildings constructed from {for example} 2013 |  | - | - | - | - | -
Final energy demand by energy carrier (delivered energy, gross calorific value)
1 | natural gas | - | 109033917.326 | 82867268.7166 | 49290747.1097 | 55682614.5968
2 | liquid gas | - | 0 | 0 | 0 | 0
3 | oil | - | 0 | 0 | 0 | 0
4 | coal | - | 0 | 0 | 0 | 0
5 | wood / biomass | - | 0 | 0 | 0 | 0
6 | district heating | - | 15736678.2254 | 17167270.1443 | 13136578.5491 | 24508235.3606
7 | electric energy (used for heat supply)*** | - | 34759536.0369 | 23993954.1989 | 15064385.6281 | 16620408.4404
Sum of energy carriers (1-7) |  | - | - | - | - | -
8 | environmental heat (used by heat pumps) | - | - | - | - | -
9 | heat from solar thermal systems | - | - | - | - | -
10 | ventilation heat recovery | - | - | - | - | -
Sum of energy carriers and renewable heat (1-10) |  | - | - | - | - | -
CO2 emissions (e.g. in million tons / m² / year) |  | - | 0.03306 | 0.021833 | 0.0089568 | 0.0033494
Remarks:
*) Energy need for heating and DHW
**) Total amount of heat generated by technical installations in the building (for heating and DHW: sum of net heat need + storage losses + distribution and emission losses + heat recovered by ventilation systems).
**) e.g. auxiliary electric energy for control, pumps, fans of heat supply and ventilation systems is included
Values related to the reference area
Powers of ten used in the table above
| Area | 3 | 1000 | m²
| Energy | 6 | 1000000 | kWh/yr
optional rows
optional rows
optional rows
optional rows

## Energy Balance <3>
Energy Balance Indicators <3>
e.g. Scenario C (Excellent), all values in GWh/yr (10^6 kWh/yr) not used: several tables for subsets of the building stock (e.g. constructed until 2012 / from 2013) |  | 2012: Basic Case | 2015 (Basic Case) | 2020 | 2030 | 2050
|  | bs2012 | bs2015 | bs2020 | bs2030 | bs2050
TABULA/EPISCOPE reference area [103 m²] |  |  | 725.7264 | 780.1559 | 889.0149 | 1052.3033
Required heat amounts
Qnd | Net heat need (space heating and DHW)*
Qtotal | Supplied heat (space heating and DHW)**
Qtotal of the buildings constructed until {for example} 2012
Qtotal of the new buildings constructed from {for example} 2013
Final energy demand by energy carrier (delivered energy, gross calorific value)
1 | natural gas |  | 79128794.3705 | 64649388.6413 | 43820206.8025 | 58594999.5133
2 | liquid gas
3 | oil
4 | coal
5 | wood / biomass
6 | district heating |  | 11420523.1355 | 13393147.0973 | 11678613.5827 | 25790097.1322
7 | electric energy (used for heat supply)*** |  | 25225913.6142 | 18719024.9428 | 13392462.7295 | 17489710.7747
Sum of energy carriers (1-7) |  | 0 | 115775231.1202 | 96761560.6815 | 68891283.1147 | 101874807.4202
8 | environmental heat (used by heat pumps)
9 | heat from solar thermal systems
10 | ventilation heat recovery
Sum of energy carriers and renewable heat (1-10) |  | 0 | 115775231.1202 | 96761560.6815 | 68891283.1147 | 101874807.4202
CO2 emissions (e.g. in million tons / year) |  |  | 0.023992 | 0.017033 | 0.0079627 | 0.0035246
Remarks:
*) Energy need for heating and DHW
**) Total amount of heat generated by technical installations in the building (for heating and DHW: sum of net heat need + storage losses + distribution and emission losses + heat recovered by ventilation systems).
**) e.g. auxiliary electric energy for control, pumps, fans of heat supply and ventilation systems is included
Reference area related values in kWh/(m²a) |  | 2012: Basic Case | 2015 (Basic Case) | 2020 | 2030 | 2050
e.g. Scenario A |  | bs2012 | bs2015 | bs2020 | bs2030 | bs2050
TABULA/EPISCOPE reference area [10^3m²] |  | 0 | 725.7264 | 780.1559 | 889.0149 | 1052.3033
Required heat amounts
Qnd | Net heat need (space heating and DHW)* | - | - | - | - | -
Qtotal | Supplied heat (space heating and DHW)** | - | - | - | - | -
Qtotal of the buildings constructed until {for example} 2012 |  | - | - | - | - | -
Qtotal of the new buildings constructed from {for example} 2013 |  | - | - | - | - | -
Final energy demand by energy carrier (delivered energy, gross calorific value)
1 | natural gas | - | 109033917.326 | 82867268.7166 | 49290747.1097 | 55682614.5968
2 | liquid gas | - | 0 | 0 | 0 | 0
3 | oil | - | 0 | 0 | 0 | 0
4 | coal | - | 0 | 0 | 0 | 0
5 | wood / biomass | - | 0 | 0 | 0 | 0
6 | district heating | - | 15736678.2254 | 17167270.1443 | 13136578.5491 | 24508235.3606
7 | electric energy (used for heat supply)*** | - | 34759536.0369 | 23993954.1989 | 15064385.6281 | 16620408.4404
Sum of energy carriers (1-7) |  | - | - | - | - | -
8 | environmental heat (used by heat pumps) | - | - | - | - | -
9 | heat from solar thermal systems | - | - | - | - | -
10 | ventilation heat recovery | - | - | - | - | -
Sum of energy carriers and renewable heat (1-10) |  | - | - | - | - | -
CO2 emissions (e.g. in million tons / m² / year) |  | - | 0.03306 | 0.021833 | 0.0089568 | 0.0033494
Remarks:
*) Energy need for heating and DHW
**) Total amount of heat generated by technical installations in the building (for heating and DHW: sum of net heat need + storage losses + distribution and emission losses + heat recovered by ventilation systems).
**) e.g. auxiliary electric energy for control, pumps, fans of heat supply and ventilation systems is included
Values related to the reference area
Powers of ten used in the table above
| Area | 3 | 1000 | m²
| Energy | 6 | 1000000 | kWh/yr
optional rows
optional rows
optional rows
optional rows

## Summary Indicators
Summary Indicators
Year |  |  | 2009 basic case | 2015 (basic case) | 2020 | 2030 | 2050
Reference area | National reference area | [m²] |  | 659289.0909 | 708736.3636 | 807629.0909 | 955969.0909
| EPISCOPE reference area | [m²] |  | 725218 | 779610 | 888392 | 1051566
CO2 emissions | <1> Scenario "Trend" | kg/m²yr |  | 32.83 | 24.4099 | 13.3535 | 8.3277
| <2> Scenario "Target-oriented / basic" | kg/m²yr |  |  | 23.01 | 10.5314 | 4.3605
| <3> Scenario "Target-oriented / basic" | kg/m²yr |  |  | 21.8478 | 8.9631 | 3.3518
| EPISCOPE benchmark | kg/m²yr |  |  | 29.0125 | 18.76 | 5.6603
| National benchmark | kg/m²yr |  |  | 27.4856 | 18.3133 | 5.6603
Total heat demand | <1> Scenario "Trend" | kWh/(m²yr) |  | 98.65 | 85.48 | 74.17 | 67.08
| <2> Scenario "Target-oriented / basic" | kWh/(m²yr) |  |  | 84.35 | 70.28 | 64.53
| <3> Scenario "Target-oriented / basic" | kWh/(m²yr) |  |  | 78.64 | 57.88 | 50.16
CO2 emission factor heat supply | <1> Scenario "Trend" | kg/kWh | - | 0.33279 | 0.28556 | 0.18004 | 0.12415
| <2> Scenario "Target-oriented / basic" |  |  |  | 0.27279 | 0.14985 | 0.067573
| <3> Scenario "Target-oriented / basic" | kg/kWh | - |  | 0.27782 | 0.15486 | 0.066821
Values related to EPISCOPE Reference Area |  |  |  | 0.33279 | 0.28556 | 0.18004 | 0.12415
[5 empty] | 0.27279 | 0.14985 | 0.067573
[5 empty] | 0.27782 | 0.15486 | 0.066821
optional column, may be used if the basic case is not identical to 2015
Please, enter the values you provided for SR2 / SR3. In the sheet "SOURCE SR2+3 - Summary Ind" you can find our evaluation of the SR2/SR3 values which you can use directly as a source for copy/paste.

## Basic Case Details
Basic Case Details - Scenario and Energy Balance Indicators by Building Type
|  |  |  | Building Stock |  |  |  | FR | Local |  |  | Local building stock of OPH Montreuillois (OPHM), France | [15 empty] | Year | 2015
|  |  |  | Details |  |  |  | Existing state 2015 | Local building stock of OPH Montreuillois (OPHM), France | Local building stock of OPH Montreuillois (OPHM), France | Local building stock of OPH Montreuillois (OPHM), France | Local building stock of OPH Montreuillois (OPHM), France | Local building stock of OPH Montreuillois (OPHM), France | Local building stock of OPH Montreuillois (OPHM), France | Local building stock of OPH Montreuillois (OPHM), France | Local building stock of OPH Montreuillois (OPHM), France | Local building stock of OPH Montreuillois (OPHM), France | Local building stock of OPH Montreuillois (OPHM), France | Local building stock of OPH Montreuillois (OPHM), France | Local building stock of OPH Montreuillois (OPHM), France | Local building stock of OPH Montreuillois (OPHM), France | Local building stock of OPH Montreuillois (OPHM), France | Local building stock of OPH Montreuillois (OPHM), France | Local building stock of OPH Montreuillois (OPHM), France | Local building stock of OPH Montreuillois (OPHM), France | Local building stock of OPH Montreuillois (OPHM), France | Local building stock of OPH Montreuillois (OPHM), France | Local building stock of OPH Montreuillois (OPHM), France | Local building stock of OPH Montreuillois (OPHM), France | Local building stock of OPH Montreuillois (OPHM), France
Annotations to this sheet
[9 empty] | 1 |  | 2 |  | 3 |  | 4 |  | 5 |  | 6 |  | 7 |  | 8 |  | 9 |  | 10
|  | Building type / label | [6 empty] | LC_PE.99 |  | LC_PE.00 |  | LC_INT.74 |  | LC_INT.99 |  | LC_INT.00 |  | LC_GR.74 |  | LC_GR.99 |  | LC_ENS.48 |  | LC_ENS.74 |  | LC_ENS.99
Building size category
Construction time band
| General Data | [5 empty] | Total
|  | Number of buildings |  |  |  |  | 336.1373 | 0 | 21.3411 | 0 | 13.3938 | 0 | 18.2943 | 0 | 16.124 | 0 | 5.5754 | 0 | 2.5907 | 0 | 14.4816 | 0 | 36.3567 | 0 | 103.7917 | 0 | 104.188 | 0 | 10^0
|  | Number of dwellings |  |  |  |  | 10331 | 0 | 232 | 0 | 82 | 0 | 349 | 0 | 1470 | 0 | 346 | 0 | 231 | 0 | 954 | 0 | 504 | 0 | 4373 | 0 | 1790 | 0 | 10^0
|  | Floor area national | [6 empty] | 19.8216 | 0 | 7.2648 | 0 | 25.7291 | 0 | 123.523 | 0 | 27.8613 | 0 | 16.0728 | 0 | 77.2513 | 0 | 29.8852 | 0 | 324.8888 | 0 | 139.4035 | 0 | 10^3 m²
|  | Floor area TABULA |  |  |  |  | 725.7264 | 0 | 18.1698 | 0 | 6.6594 | 0 | 23.585 | 0 | 113.2294 | 0 | 25.5396 | 0 | 14.7334 | 0 | 70.8137 | 0 | 27.3948 | 0 | 297.8147 | 0 | 127.7866 | 0 | 10^3 m²
Building Insulation
Original state / not refurbished fraction of the envelope area
U-values of the original state
|  |  | Roof | [5 empty] | 0.43 |  | 0.28 |  | 0.28927 |  | 0.49581 |  | 0.27849 |  | 0.33083 |  | 0.43652 |  | 0.3099 |  | 0.32439 |  | 0.33853 |  | W/(m²K)
|  |  | Wall | [5 empty] | 0.5571 |  | 0.36 |  | 0.96424 |  | 0.44258 |  | 0.34958 |  | 0.43983 |  | 0.38173 |  | 1.3893 |  | 0.5989 |  | 0.30791 |  | W/(m²K)
|  |  | Window | [5 empty] | 2.9018 |  | 1.669 |  | 2.5651 |  | 2.4492 |  | 1.7423 |  | 1.8179 |  | 2.8344 |  | 1.8425 |  | 2.2602 |  | 1.9634 |  | W/(m²K)
|  |  | Floor | [5 empty] | 0.52989 |  | 0.38441 |  | 1.4878 |  | 0.42305 |  | 0.47499 |  | 0.55645 |  | 0.80105 |  | 2.0502 |  | 1.6072 |  | 0.75783 |  | W/(m²K)
Refubishments (averages)
Refurbished fraction of envelope areas
|  |  | Roof | [5 empty] | 0% |  | 0% |  | 0% |  | 0% |  | 0% |  | 0% |  | 0% |  | 0% |  | 0% |  | 0%
|  |  | Wall | [5 empty] | 0% |  | 0% |  | 0% |  | 0% |  | 0% |  | 0% |  | 0% |  | 0% |  | 0% |  | 0%
|  |  | Window | [5 empty] | 0% |  | 0% |  | 0% |  | 0% |  | 0% |  | 0% |  | 0% |  | 0% |  | 0% |  | 0%
|  |  | Floor | [5 empty] | 0% |  | 0% |  | 0% |  | 0% |  | 0% |  | 0% |  | 0% |  | 0% |  | 0% |  | 0%
|  |  | Total (indicative) | [5 empty] | 0% |  | 0% |  | 0% |  | 0% |  | 0% |  | 0% |  | 0% |  | 0% |  | 0% |  | 0%
U-values of the refurbished fraction (averages)
|  |  | Roof | [5 empty] | 0 |  | 0 |  | 0 |  | 0 |  | 0 |  | 0 |  | 0 |  | 0 |  | 0 |  | 0 |  | W/(m²K)
|  |  | Wall | [5 empty] | 0 |  | 0 |  | 0 |  | 0 |  | 0 |  | 0 |  | 0 |  | 0 |  | 0 |  | 0 |  | W/(m²K)
|  |  | Window | [5 empty] | 0 |  | 0 |  | 0 |  | 0 |  | 0 |  | 0 |  | 0 |  | 0 |  | 0 |  | 0 |  | W/(m²K)
|  |  | Floor | [5 empty] | 0 |  | 0 |  | 0 |  | 0 |  | 0 |  | 0 |  | 0 |  | 0 |  | 0 |  | 0 |  | W/(m²K)
Main Heat Supply Systems
Ventilation Systems with Heat Recovery
|  |  | Occurances | [5 empty] | 100% | 0% | 100% | 0% | 100% | 0% | 100% | 0% | 100% | 0% | 100% | 0% | 100% | 0% | 100% | 0% | 100% | 0% | 100% | 0%
Heating Systems
Occurances or Fractions of Produced Heat
|  | 1 | DH |  | TS |  |  | C | 0% | 0% | 0% | 0% | 0% | 0% | 0% | 0% | 0% | 0% | 0% | 0% | 16.9% | 0% | 0% | 0% | 13.1% | 0% | 0% | 0%
|  | 2 | El |  | E_SH |  |  | D | 67.3% | 0% | 0% | 0% | 0% | 0% | 81.6% | 0% | 0% | 0% | 0% | 0% | 34.4% | 0% | 21.3% | 0% | 0% | 0% | 89.5% | 0%
|  | 3 | Gas |  | B_C |  |  | D | 0% | 0% | 0% | 0% | 0% | 0% | 0% | 0% | 17.9% | 0% | 0% | 0% | 0% | 0% | 0% | 0% | 0% | 0% | 0% | 0%
|  | 4 | Gas |  | B_C |  |  | C | 0% | 0% | 0% | 0% | 0% | 0% | 0% | 0% | 28% | 0% | 59.9% | 0% | 0% | 0% | 0% | 0% | 0% | 0% | 0% | 0%
|  | 5 | Gas |  | B_C |  |  | C | 0% | 0% | 0% | 0% | 0% | 0% | 0% | 0% | 41.3% | 0% | 0% | 0% | 0% | 0% | 0% | 0% | 0% | 0% | 0% | 0%
|  | 6 | Gas |  | B_C |  |  | C | 0% | 0% | 0% | 0% | 0% | 0% | 0% | 0% | 0% | 0% | 0% | 0% | 0% | 0% | 0% | 0% | 11.8% | 0% | 0% | 0%
|  | 7 | Gas |  | B_NC_CT |  |  | D | 0% | 0% | 0% | 0% | 12.9% | 0% | 0% | 0% | 0% | 0% | 0% | 0% | 0% | 0% | 0% | 0% | 0% | 0% | 0% | 0%
|  | 8 | Gas |  | B_NC_CT |  |  | D | 0% | 0% | 0% | 0% | 58.2% | 0% | 14.2% | 0% | 0% | 0% | 0% | 0% | 14.3% | 0% | 0% | 0% | 1.7% | 0% | 10.5% | 0%
|  | 9 | Gas |  | B_NC_CT |  |  | C | 0% | 0% | 0% | 0% | 0% | 0% | 0% | 0% | 0% | 0% | 0% | 0% | 0% | 0% | 0% | 0% | 7% | 0% | 0% | 0%
|  | 10 | Gas |  | B_NC_CT |  |  | C | 0% | 0% | 0% | 0% | 28.9% | 0% | 4.2% | 0% | 0% | 0% | 0% | 0% | 0% | 0% | 78.7% | 0% | 66.4% | 0% | 0% | 0%
|  | 11 | Gas |  | B_NC_LT |  |  | D | 15.9% | 0% | 0% | 0% | 0% | 0% | 0% | 0% | 0% | 0% | 0% | 0% | 19.2% | 0% | 0% | 0% | 0% | 0% | 0% | 0%
|  | 12 | Gas |  | B_NC_LT |  |  | D | 16.8% | 0% | 91.2% | 0% | 0% | 0% | 0% | 0% | 12.8% | 0% | 0% | 0% | 0% | 0% | 0% | 0% | 0% | 0% | 0% | 0%
|  | 13 | Gas |  | B_NC_LT |  |  | C | 0% | 0% | 8.8% | 0% | 0% | 0% | 0% | 0% | 0% | 0% | 0% | 0% | 0% | 0% | 0% | 0% | 0% | 0% | 0% | 0%
|  | 14 | Gas |  | B_NC_LT |  |  | C | 0% | 0% | 0% | 0% | 0% | 0% | 0% | 0% | 0% | 0% | 40.1% | 0% | 0% | 0% | 0% | 0% | 0% | 0% | 0% | 0%
|  | 15 | Gas |  | B_NC_LT |  |  | C | 0% | 0% | 0% | 0% | 0% | 0% | 0% | 0% | 0% | 0% | 0% | 0% | 15.2% | 0% | 0% | 0% | 0% | 0% | 0% | 0%
|  | 16 | DH |  | TS |  |  | C | 0% | 0% | 0% | 0% | 0% | 0% | 0% | 0% | 0% | 0% | 0% | 0% | 0% | 0% | 0% | 0% | 0% | 0% | 0% | 0%
|  | 17 | El |  | HP_ExhAir |  |  | D | 0% | 0% | 0% | 0% | 0% | 0% | 0% | 0% | 0% | 0% | 0% | 0% | 0% | 0% | 0% | 0% | 0% | 0% | 0% | 0%
|  | 18 | Gas |  | B_C |  |  | D | 0% | 0% | 0% | 0% | 0% | 0% | 0% | 0% | 0% | 0% | 0% | 0% | 0% | 0% | 0% | 0% | 0% | 0% | 0% | 0%
|  | 19 | Gas |  | B_C |  |  | C | 0% | 0% | 0% | 0% | 0% | 0% | 0% | 0% | 0% | 0% | 0% | 0% | 0% | 0% | 0% | 0% | 0% | 0% | 0% | 0%
|  | 20 | [7 empty] | 0% |  | 0% |  | 0% |  | 0% |  | 0% |  | 0% |  | 0% |  | 0% |  | 0% |  | 0%
|  |  | Sum | [5 empty] | 100% | 0% | 100% | 0% | 100% | 0% | 100% | 0% | 100% | 0% | 100% | 0% | 100% | 0% | 100% | 0% | 100% | 0% | 100% | 0%
|  |  |  | thereof |  | central |  |  | 0% | 0% | 8.8% | 0% | 28.9% | 0% | 4.2% | 0% | 69.3% | 0% | 100% | 0% | 32.1% | 0% | 78.7% | 0% | 98.3% | 0% | 0% | 0%
[6 empty] | decentral |  |  | 100% | 0% | 91.2% | 0% | 71.1% | 0% | 95.8% | 0% | 30.7% | 0% | 0% | 0% | 67.9% | 0% | 21.3% | 0% | 1.7% | 0% | 100% | 0%
|  |  | Other Systems | [5 empty] | 0% | 0% | 0% | 0% | 0% | 0% | 0% | 0% | 0% | 0% | 0% | 0% | 0% | 0% | 0% | 0% | 0% | 0% | 0% | 0%
DHW Systems
Occurances or Fractions of Produced Heat
|  | 1 | DH |  | TS |  |  | C | 0% | 0% | 0% | 0% | 0% | 0% | 0% | 0% | 0% | 0% | 0% | 0% | 16.9% | 0% | 0% | 0% | 13.1% | 0% | 0% | 0%
|  | 2 | El |  | E_Immersion |  |  | D | 67.3% | 0% | 0% | 0% | 0% | 0% | 81.6% | 0% | 0% | 0% | 0% | 0% | 34.4% | 0% | 21.3% | 0% | 0% | 0% | 89.5% | 0%
|  | 3 | Gas |  | B_C |  |  | D | 0% | 0% | 0% | 0% | 0% | 0% | 0% | 0% | 17.9% | 0% | 0% | 0% | 0% | 0% | 0% | 0% | 0% | 0% | 0% | 0%
|  | 4 | Gas |  | B_C |  |  | C | 0% | 0% | 0% | 0% | 0% | 0% | 0% | 0% | 28% | 0% | 59.9% | 0% | 0% | 0% | 0% | 0% | 11.8% | 0% | 0% | 0%
|  | 5 | Gas |  | B_C |  |  | C | 0% | 0% | 0% | 0% | 0% | 0% | 0% | 0% | 20.6% | 0% | 0% | 0% | 0% | 0% | 0% | 0% | 0% | 0% | 0% | 0%
|  | 6 | Gas |  | B_NC_CT |  |  | D | 0% | 0% | 0% | 0% | 12.9% | 0% | 0% | 0% | 0% | 0% | 0% | 0% | 0% | 0% | 0% | 0% | 0% | 0% | 0% | 0%
|  | 7 | Gas |  | B_NC_CT |  |  | C | 0% | 0% | 0% | 0% | 28.9% | 0% | 4.2% | 0% | 0% | 0% | 0% | 0% | 0% | 0% | 78.7% | 0% | 17.1% | 0% | 0% | 0%
|  | 8 | Gas |  | B_NC_CT |  |  | C | 15.9% | 0% | 0% | 0% | 0% | 0% | 0% | 0% | 0% | 0% | 0% | 0% | 0% | 0% | 0% | 0% | 0% | 0% | 0% | 0%
|  | 9 | Gas |  | B_NC_LT |  |  | D | 0% | 0% | 38.9% | 0% | 0% | 0% | 0% | 0% | 0% | 0% | 0% | 0% | 0% | 0% | 0% | 0% | 0% | 0% | 0% | 0%
|  | 10 | Gas |  | B_NC_LT |  |  | C | 0% | 0% | 8.8% | 0% | 0% | 0% | 0% | 0% | 0% | 0% | 0% | 0% | 0% | 0% | 0% | 0% | 0% | 0% | 0% | 0%
|  | 11 | Gas |  | B_NC_LT |  |  | C | 0% | 0% | 0% | 0% | 0% | 0% | 0% | 0% | 0% | 0% | 40.1% | 0% | 10.8% | 0% | 0% | 0% | 0% | 0% | 0% | 0%
|  | 12 | Gas |  | G_IWH |  |  | D | 0% | 0% | 0% | 0% | 0% | 0% | 0% | 0% | 0% | 0% | 0% | 0% | 0% | 0% | 0% | 0% | 49.3% | 0% | 0% | 0%
|  | 13 | Gas |  | G_IWH_C |  |  | D | 0% | 0% | 0% | 0% | 0% | 0% | 0% | 0% | 0% | 0% | 0% | 0% | 0% | 0% | 0% | 0% | 7% | 0% | 0% | 0%
|  | 14 | Gas |  | G_IWH_NC |  |  | D | 16.8% | 0% | 0% | 0% | 58.2% | 0% | 14.2% | 0% | 0% | 0% | 0% | 0% | 33.5% | 0% | 0% | 0% | 1.7% | 0% | 10.5% | 0%
|  | 15 | Gas |  | G_IWH_NC |  |  | D | 0% | 0% | 52.3% | 0% | 0% | 0% | 0% | 0% | 12.8% | 0% | 0% | 0% | 0% | 0% | 0% | 0% | 0% | 0% | 0% | 0%
|  | 16 | Gas |  | Solar |  |  | C | 0% | 0% | 0% | 0% | 0% | 0% | 0% | 0% | 20.6% | 0% | 0% | 0% | 4.5% | 0% | 0% | 0% | 0% | 0% | 0% | 0%
|  | 17 | DH |  | TS |  |  | C | 0% | 0% | 0% | 0% | 0% | 0% | 0% | 0% | 0% | 0% | 0% | 0% | 0% | 0% | 0% | 0% | 0% | 0% | 0% | 0%
|  | 18 | El |  | HP_ExhAir |  |  | D | 0% | 0% | 0% | 0% | 0% | 0% | 0% | 0% | 0% | 0% | 0% | 0% | 0% | 0% | 0% | 0% | 0% | 0% | 0% | 0%
|  | 19 | Gas |  | B_C |  |  | D | 0% | 0% | 0% | 0% | 0% | 0% | 0% | 0% | 0% | 0% | 0% | 0% | 0% | 0% | 0% | 0% | 0% | 0% | 0% | 0%
|  | 20 | Gas |  | B_C |  |  | C | 0% | 0% | 0% | 0% | 0% | 0% | 0% | 0% | 0% | 0% | 0% | 0% | 0% | 0% | 0% | 0% | 0% | 0% | 0% | 0%
|  |  | Sum | [5 empty] | 100% | 0% | 100% | 0% | 100% | 0% | 100% | 0% | 99.9% | 0% | 100% | 0% | 100.1% | 0% | 100% | 0% | 100% | 0% | 100% | 0%
|  |  |  | thereof |  | central |  |  | 15.9% | 0% | 8.8% | 0% | 28.9% | 0% | 4.2% | 0% | 69.2% | 0% | 100% | 0% | 32.2% | 0% | 78.7% | 0% | 42% | 0% | 0% | 0%
[6 empty] | decentral |  |  | 84.1% | 0% | 91.2% | 0% | 71.1% | 0% | 95.8% | 0% | 30.7% | 0% | 0% | 0% | 67.9% | 0% | 21.3% | 0% | 58% | 0% | 100% | 0%
|  |  | Other Systems | [5 empty] | 0% | 0% | 0% | 0% | 0% | 0% | 0% | 0% | 0.1% | 0% | 0% | 0% | -0.1% | 0% | 0% | 0% | 0% | 0% | 0% | 0%
| Energy Balance | [16 empty] | All energy quantities in | MWh/a |  |  |  | Heating + DHW
[7 empty] | fuels related to |  |  | gross | 0% | calorific value
[27 empty] | Total |  | per m²
|  | Net heat need |  |  |  |  | 0 |  | 0 |  | 0 |  | 0 |  | 0 |  | 0 |  | 0 |  | 0 |  | 0 |  | 0 |  | 0 |  | 0
|  | Produced heat |  |  |  |  | 0 |  | 0 |  | 0 |  | 0 |  | 0 |  | 0 |  | 0 |  | 0 |  | 0 |  | 0 |  | 0 |  | 0
|  | Gas |  |  |  | 1 | 0 |  | 0 |  | 0 |  | 0 |  | 0 |  | 0 |  | 0 |  | 0 |  | 0 |  | 0 |  | 0 |  | 0
|  | Oil |  |  |  | 1 | 0 |  | 0 |  | 0 |  | 0 |  | 0 |  | 0 |  | 0 |  | 0 |  | 0 |  | 0 |  | 0 |  | 0
|  | Coal |  |  |  | 1 | 0 |  | 0 |  | 0 |  | 0 |  | 0 |  | 0 |  | 0 |  | 0 |  | 0 |  | 0 |  | 0 |  | 0
|  | Bio |  |  |  | 1 | 0 |  | 0 |  | 0 |  | 0 |  | 0 |  | 0 |  | 0 |  | 0 |  | 0 |  | 0 |  | 0 |  | 0
|  | DH |  |  |  |  | 0 |  | 0 |  | 0 |  | 0 |  | 0 |  | 0 |  | 0 |  | 0 |  | 0 |  | 0 |  | 0 |  | 0
|  | El |  |  |  |  | 0 |  | 0 |  | 0 |  | 0 |  | 0 |  | 0 |  | 0 |  | 0 |  | 0 |  | 0 |  | 0 |  | 0
|  | Other / not specified |  |  |  |  | 0 |  | 0 |  | 0 |  | 0 |  | 0 |  | 0 |  | 0 |  | 0 |  | 0 |  | 0 |  | 0 |  | 0
|  | Sum final energy |  |  |  |  | 0 |  | 0 |  | 0 |  | 0 |  | 0 |  | 0 |  | 0 |  | 0 |  | 0 |  | 0 |  | 0 |  | 0
|  | per m² |  |  |  |  | 0 |  | 0 |  | 0 |  | 0 |  | 0 |  | 0 |  | 0 |  | 0 |  | 0 |  | 0
|  | CHP electr. production |  |  |  |  | 0 |  | 0 |  | 0 |  | 0 |  | 0 |  | 0 |  | 0 |  | 0 |  | 0 |  | 0 |  | 0 |  | 0
Version: |  | 2016-01-21
Please, copy and paste the respective rows from sheet "SOURCE TABULA.xlsm - Basic Case". (You can delete the empty table given below.)
In case of data changes the rows can directly be copied from TABULA.xlsm sheet "Calc.Demo.AverageBuiSys" (at the bottom of the sheet, proceeding: select rows, copy, paste-special-values, paste-special-formats.)

## SOURCE SR2+3 - Energy Balance
IWU / TL / pasted on 19-01-2016
Source for entries in the sheets "Energy Balance <1>" and "Energy Balance <2>"
Values pasted from SR2/SR3
Please, select your case study values and copy/paste them into the sheet "Energy Balance <1>" and "Energy Balance <2>".
You may then delete this sheet.
|  |  | 2005 | 2015 | 2020 |  |  | 2030 |  |  | 2050 |  |  | 2015
|  |  | Base Year | Trend Scenario | Trend Scenario | Scenario B | Scenario C | Trend Scenario | Scenario B | Scenario C | Trend Scenario | Scenario B | Scenario C | kWh/yr | kWh/m²yr
1 | AT | natural gas |  | 794 | 770 | 780 | 749 | 740 | 671 | 553 |  |  |  | 794000000 | 34.5519
| GWh/yr | liquid gas |  | 1187 | 925 | 1161 | 1182 | 743 | 666 | 686 |  |  |  | 1187000000 | 51.6538
|  | oil |  | 0 | 0 | 0 | 0 | 0 | 0 | 0 |  |  |  | 0 | 0
|  | coal |  | 217 | 206 | 212 | 193 | 200 | 185 | 105 |  |  |  | 217000000 | 9.443
|  | wood / biomass |  | 1020 | 897 | 997 | 1035 | 801 | 710 | 850 |  |  |  | 1020000000 | 44.3866
|  | district heating |  | 399 | 465 | 391 | 397 | 497 | 444 | 494 |  |  |  | 399000000 | 17.363
|  | electric energy (used for heat supply) |  | 330 | 362 | 326 | 297 | 383 | 363 | 255 |  |  |  | 330000000 | 14.3604
|  | Total |  | 3947 | [9 empty] | 3947000000 | 171.7586
2 | BE | natural gas
liquid gas
oil
coal
wood / biomass
district heating
electric energy (used for heat supply)
3 | CY | natural gas | 0 | 0 | 0 | 0 | 0 | 0 | 0 | 0 | 0 | 0 | 0 | 0
| GWh/yr | liquid gas | 1.59 | 1.64 | 1.61 | 1.49 | 1.48 | 1.54 | 1.01 | 1 | 1.39 | 0 | 0 | 1640000 | 6.2672
|  | oil | 0.35 | 0.37 | 0.36 | 0.33 | 0.33 | 0.34 | 0.22 | 0.22 | 0.31 | 0 | 0 | 370000 | 1.4139
|  | coal | 0 | 0 | 0 | 0 | 0 | 0 | 0 | 0 | 0 | 0 | 0 | 0 | 0
|  | wood / biomass | 1.94 | 2.01 | 1.97 | 1.82 | 1.81 | 1.88 | 1.23 | 1.22 | 1.7 | 0 | 0 | 2010000 | 7.6811
|  | district heating | 0 | 0 | 0 | 0 | 0 | 0 | 0 | 0 | 0 | 0 | 0 | 0 | 0
|  | electric energy (used for heat supply) | 3.07 | 3.38 | 3.56 | 3.37 | 3.4 | 3.94 | 3.22 | 3.2 | 5.01 | 3.18 | 2.97 | 3380000 | 12.9165
|  | electric energy from the public grid (used for heat supply) | 3.07 | 3.38 | 3.56 | 3.37 | 3.37 | 3.83 | 3.22 | 2.97 | 4.6 | 3.18 | 2.23 | 3380000 | 12.9165
|  | electric energy produced by pv on site (used for heat supply) | 0 | 0 | 0 | 0 | 0.03 | 0.11 | 0 | 0.23 | 0.41 | 0 | 0.74 | 0 | 0
|  |  |  | 7.4 | [9 empty] | 7400000 | 28.2788
4 | CZ | district heating |  | 65.592 | 62.7129 | 59.6286 | 53.2031 | 55.7103 | 44.6963 | 34.4507 | 51.071 | 36.5158 | 27.1953 | 65592000 | 157.6731
| GWh/yr | electric energy (used for heat supply) |  | 1.747 | 1.7468 | 1.6609 | 1.4819 | 1.7468 | 1.4015 | 1.0802 | 1.747 | 1.2491 | 0.93028 | 1747000 | 4.1995
|  |  |  | 67.339 | [9 empty] | 67339000 | 161.8726
5 | DE | natural gas |  | 304.6282 | 290.036 | 287.4438 | 278.8301 | 256.8988 | 227.5653 | 181.0588 | 199.8409 | 73.5885 | 54.0725 | 304628221882.1658 | 77.1199
| TWh/yr | liquid gas |  | 0 | 0 | 0 | 0 | 0 | 0 | 0 | 0 | 0 | 0 | 0 | 0
|  | oil |  | 181.8166 | 166.3658 | 166.282 | 155.0852 | 134.2036 | 109.6887 | 71.5739 | 79.9466 | 9.7599 | 2.8687 | 181816567238.6761 | 46.0288
|  | coal |  | 1.3583 | 0.14142 | 0.14155 | 0.13113 | 0 | 0 | -7.4237e-18 | 0 | -9.1276e-18 | -8.4409e-18 | 1358347615.8698 | 0.34388
|  | wood / biomass |  | 68.9914 | 75.9021 | 75.522 | 71.6433 | 86.1097 | 77.0131 | 70.9563 | 103.6459 | 56.2092 | 51.9115 | 68991392501.621 | 17.4659
|  | district heating |  | 36.2385 | 37.8206 | 37.6663 | 39.3979 | 39.2849 | 42.2766 | 40.3049 | 40.1177 | 34.6327 | 32.4029 | 36238498668.6255 | 9.1742
|  | electric energy (used for heat supply) |  | 27.6022 | 24.941 | 24.9933 | 28.8039 | 22.7062 | 32.3498 | 48.0824 | 24.7059 | 59.3005 | 59.9535 | 27602201514.5926 | 6.9878
|  |  |  | 620.6352 | [9 empty] | 620635229421.5509 | 157.1205
6 | DK | natural gas
liquid gas
oil
coal
wood / biomass
district heating
electric energy (used for heat supply)
7 | ES | natural gas |  | 590.085 | 590.085 | 578.283 | 531.076 | [6 empty] | 590085000 | 9.1062
| GWh/yr | liquid gas |  | 648.663 | 648.663 | 635.69 | 583.797 | [6 empty] | 648663000 | 10.0102
|  | oil |  | 45.21 | 45.21 | 44.305 | 40.689 | [6 empty] | 45210000 | 0.69769
|  | coal |  | - | - | - | - | [6 empty] | #VALUE! | #VALUE!
|  | wood / biomass |  | - | - | - | - | [6 empty] | #VALUE! | #VALUE!
|  | district heating |  | - | - | - | - | [6 empty] | #VALUE! | #VALUE!
|  | electric energy (used for heat supply) |  | 1355.984 | 1355.984 | 1328.864 | 1220.386 | [6 empty] | 1355984000 | 20.9257
|  |  |  | 2639.942 | [9 empty] | 2639942000 | 40.7398
8 | FR | natural gas |  | 79.1288 | 69.25 | 68.68 | 64.65 | 56.76 | 53.25 | 43.82 | 61.21 | 58.59 | 44.97 | 79128794.37 | 109.1104
| GWh/yr | liquid gas | [11 empty] | 0 | 0
|  | oil | [11 empty] | 0 | 0
|  | coal | [11 empty] | 0 | 0
|  | wood / biomass | [11 empty] | 0 | 0
|  | district heating |  | 11.4205 | 15.07 | 14.84 | 13.39 | 16.74 | 15.82 | 11.68 | 27.09 | 25.79 | 18.17 | 11420523.14 | 15.7477
|  | electric energy (used for heat supply) |  | 25.2259 | 20.5 | 19.73 | 18.72 | 14.28 | 13.99 | 13.39 | 17.95 | 17.49 | 16.16 | 25225913.61 | 34.7839
|  |  |  | 115.7752 | [9 empty] | 115775231.12 | 159.642
9 | GB | natural gas
liquid gas
oil
coal
wood / biomass
district heating
electric energy (used for heat supply)
10 | GR | natural gas |  | 1592 | 2021 | 1724 | 1994 | 2777 | 21371703 | 1638 |  |  |  | 1592000000 | 6.2188
| GWh/yr | liquid gas |  | 0 | 0 | 0 | 0 | 0 | 0 | 0 |  |  |  | 0 | 0
|  | oil |  | 20487 | 19218 | 15326 | 14360 | 16574 | 9992 | 7040 |  |  |  | 20487000000 | 80.0273
|  | coal |  | 0 | 0 | 0 | 0 | 0 | 0 | 0 |  |  |  | 0 | 0
|  | wood / biomass |  | 13664 | 13275 | 11543 | 10836 | 12505 | 8044 | 6407 |  |  |  | 13664000000 | 53.375
|  | district heating |  | 222 | 226 | 197 | 327 | 234 | 149 | 317 |  |  |  | 222000000 | 0.86719
|  | electric energy (used for heat supply) |  | 3612 | 3574 | 2161 | 2179 | 3526 | 1272 | 1193 |  |  |  | 3612000000 | 14.1094
|  |  |  | 39577 | [9 empty] | 39577000000 | 154.5977
11 | HU | natural gas |  | 214 | 217.8 | 202.3 | 190.3 | 217.4 | 177.2 | 141.5 | 198 | 118.8 | 54.8 | 214000000 | 163.2342
| GWh/yr | liquid gas |  | 0 | 0 | 0 | 0 | 0 | 0 | 0 | 0 | 0 | 0 | 0 | 0
Angaben hier aus Bericht, sind anders als im Excel file |  | oil |  | 0 | 0 | 0 | 0 | 0 | 0 | 0 | 0 | 0 | 0 | 0 | 0
|  | coal |  | 0 | 0 | 0 | 0 | 0 | 0 | 0 | 0 | 0 | 0 | 0 | 0
|  | wood / biomass |  | 55.9 | 56.9 | 59.6 | 60.7 | 56.7 | 63.5 | 66.6 | 51.6 | 63.1 | 61.1 | 55900000 | 42.6392
|  | district heating |  | 13 | 12.9 | 12.8 | 12.6 | 12.8 | 12.6 | 12 | 11.4 | 10.9 | 9.2 | 13000000 | 9.9161
|  | electric energy (used for heat supply) |  | 9.8 | 10 | 9.8 | 9.5 | 10 | 9.4 | 8.7 | 9.1 | 7.8 | 5.9 | 9800000 | 7.4752
|  |  |  | 292.7 | [9 empty] | 292700000 | 223.2647
12 | IE | natural gas & LPG |  | 1110.4 | 1053.5 | 1008.3 | 940.6 | 939.7 | 818.9 | 637.6 | 749.6 | 524.8 | 187.4 | 1110400000 | 99.6589
| GWh/yr | oil |  | 118.7 | 112.7 | 107.8 | 100.6 | 100.5 | 87.6 | 68.7 | 80.2 | 56.1 | 20 | 118700000 | 10.6534
|  | coal |  | 29.2 | 27.7 | 26.6 | 24.8 | 24.7 | 21.6 | 16.8 | 19.7 | 13.8 | 4.9 | 29200000 | 2.6207
|  | wood / biomass |  | 0.4 | 0.3 | 0.3 | 0.3 | 0.3 | 0.3 | 0.2 | 0.2 | 0.2 | 0.1 | 400000 | 0.0359
|  | district heating | [11 empty] | 0 | 0
|  | electric energy (used for heat supply) |  | 160.9 | 152.6 | 154.8 | 158 | 136.1 | 144.7 | 157.5 | 108.6 | 136.8 | 179.2 | 160900000 | 14.4409
|  |  |  | 1419.6 | [9 empty] | 1419600000 | 127.4098
13 | IT | natural gas |  | 63990.39 | 62989.17 | 62809.35 | 59727.99 | 61003.38 | 60463.92 | 43058.01 | 57463.59 | 56502.33 | 16983 | 63990390000 | 298.5601
| GWh/yr | liquid gas |  | 0 | 0 | 0 | 0 | 0 | 0 | 0 | 0 | 0 | 0 | 0 | 0
|  | oil |  | 0 | 0 | 0 | 0 | 0 | 0 | 0 | 0 | 0 | 0 | 0 | 0
|  | coal |  | 0 | 0 | 0 | 0 | 0 | 0 | 0 | 0 | 0 | 0 | 0 | 0
|  | wood / biomass |  | 0 | 0 | 0 | 0 | 0 | 0 | 0 | 0 | 0 | 0 | 0 | 0
|  | district heating |  | 1125 | 1123 | 1123 | 1123 | 1121 | 1121 | 1121 | 1078 | 810 | 234 | 1125000000 | 5.2489
|  | electric energy (used for heat supply) |  | 915 | 992 | 1037 | 992 | 1146 | 1281 | 1146 | 1453 | 1766 | 1453 | 915000000 | 4.2691
|  |  |  | 66030.39 | [9 empty] | 66030390000 | 308.0782
14 | NL | natural gas |  | 47095 | 41964 | 44304 | 43496 | 33553 | 37211 | 34563 | 21973 | 24236 | 17453 | 47095000000 | 223.6708
| GWh/yr | liquid gas | [11 empty] | 0 | 0
|  | oil | [11 empty] | 0 | 0
|  | coal | [11 empty] | 0 | 0
|  | wood / biomass | [11 empty] | 0 | 0
|  | district heating | [11 empty] | 0 | 0
|  | electric energy (used for heat supply) |  | 843 | n.a. | 870 | 961 | n.a. | 1089 | 1384 | n.a. | 1549 | 2292 | 843000000 | 4.0037
|  |  |  | 47938 | [9 empty] | 47938000000 | 227.6745
15 | NO | natural gas |  | 40.7219 | 40.5357 | 41.5255 | 41.28 | 39.1159 | 37.8859 | 35.8037 | 33.3623 | 32.0683 | 27.6102 | 40721871.0924 | 0.16159
| GWh/yr | liquid gas |  | 104.8588 | 104.3795 | 106.9282 | 106.296 | 100.7235 | 97.5562 | 92.1946 | 85.9079 | 82.576 | 71.0962 | 104858818.063 | 0.41611
|  | oil |  | 1228.7825 | 0 | 0 | 0 | 0 | 0 | 0 | 0 | 0 | 0 | 1228782460.2137 | 4.8761
|  | coal |  | 5.0902 | 0 | 0 | 0 | 0 | 0 | 0 | 0 | 0 | 0 | 5090233.8866 | 0.020199
|  | wood / biomass |  | 6222.3019 | 5972.6517 | 6118.4888 | 6082.3105 | 5336.5307 | 5168.7191 | 4884.6535 | 3823.3176 | 3675.0316 | 3164.1243 | 6222301902.9215 | 24.6917
|  | district heating |  | 1102.5447 | 1332.6848 | 1365.2256 | 1357.1531 | 1739.8906 | 1685.1783 | 1592.5633 | 2258.2095 | 2170.6256 | 1868.8627 | 1102544659.8272 | 4.3752
|  | electric energy (used for heat supply) |  | 27118.7301 | 28209.0382 | 28897.8319 | 28726.9605 | 27194.0243 | 26338.8858 | 24891.3373 | 23148.0028 | 22250.2156 | 19156.9642 | 27118730053.9957 | 107.614
|  |  |  | 35823.03 | [9 empty] | 35823030000 | 142.1549
16 | RS | natural gas |  | 242 | 206 | 203 | 199 | 199 | 190 | 180 | 184 | 163 | 139 | 242000000 | 147.651
| GWh/yr | liquid gas |  | 0 | 0 | 0 | 0 | 0 | 0 | 0 | 0 | 0 | 0 | 0 | 0
|  | oil |  | 0 | 0 | 0 | 0 | 0 | 0 | 0 | 0 | 0 | 0 | 0 | 0
|  | coal |  | 5 | 6 | 6 | 6 | 6 | 5 | 5 | 5 | 5 | 4 | 5000000 | 3.0506
|  | wood / biomass |  | 320 | 374 | 368 | 361 | 362 | 344 | 323 | 326 | 284 | 237 | 320000000 | 195.241
|  | district heating |  | 0 | 0 | 0 | 0 | 0 | 0 | 0 | 0 | 0 | 0 | 0 | 0
|  | electric energy (used for heat supply) |  | 10 | 8 | 8 | 8 | 8 | 7 | 7 | 7 | 6 | 5 | 10000000 | 6.1013
|  |  |  | 577 | [9 empty] | 577000000 | 352.0439
17 | SI national | Natural Gas |  | 1305 | 1313 | 1138.8889 | 1152.7778 | 1141 | 1055.5556 | 1000 |  |  |  | 1305000000 | 18.2799
| GWh/yr | Liquid Gas |  | 180 | 146 | 138.8889 | 127.7778 | 127 | 111.1111 | 97.2222 |  |  |  | 180000000 | 2.5214
|  | Oil |  | 1570 | 1087 | 1055.5556 | 611.1111 | 446 | 403 | 333.3333 |  |  |  | 1570000000 | 21.9919
|  | Coal |  | 2 | 1 | 0.306 | 0.319 | 1 | 0.278 | 0.278 |  |  |  | 2000000 | 0.028015
|  | Bio |  | 5385 | 4560 | 3555.5556 | 3541.6667 | 3266 | 2750 | 2527.7778 |  |  |  | 5385000000 | 75.4307
|  | District heating |  | 886 | 799 | 583.3333 | 611.1111 | 528 | 555.5556 | 513.8889 |  |  |  | 886000000 | 12.4107
|  | Electric energy |  | 1036 | 1027 | 527.7778 | 527.7778 | 967 | 550 | 527.7778 |  |  |  | 1036000000 | 14.5118
|  | Solar energy |  | 124 | 160 | 33.3333 | 44.4444 | 220 | 50 | 55.5556 |  |  |  | 124000000 | 1.7369
|  | Geothermal energy |  | 301 | 315 | 333.3333 | 388.8889 | 741 | 500 | 513.8889 |  |  |  | 301000000 | 4.2163
|  |  |  | 10364 | [9 empty] | 10364000000 | 145.1744
18 | SI local | Natural Gas |  | 1741.5293 | 1722.8672 | 1741.5293 | 2008.5699 | 908.5857 | 952.5241 | 1784.6949 |  |  |  | 1741529.309 | 3.8596
| MWh/yr | Liquid Gas |  | 2819.4974 | 2791.3022 | 2819.4974 | 1638.6861 | 934.7218 | 914.4957 | 1440.6009 |  |  |  | 2819497.4161 | 6.2486
| einzige im SR2 mit MWh | Oil |  | 17406.503 | 16084.5105 | 15301.7608 | 6290.5417 | 11820.4159 | 10958.3031 | 3405.6925 |  |  |  | 17406503.0032 | 38.5765
|  | Coal |  | 760.4345 | 220.3 | 220.3 | 220.3 | 220.3 | 220.3 | 220.3 |  |  |  | 760434.5082 | 1.6853
|  | Bio |  | 48135 | 44131.4333 | 43955.2258 | 45881.889 | 29021.3067 | 27491.7546 | 28926.3072 |  |  |  | 48135000 | 106.6775
|  | District heating |  | 19852 | 14382.6716 | 15768.0395 | 16534.195 | 9835.5499 | 11034.4149 | 11700.4297 |  |  |  | 19852000 | 43.9963
|  | Electric energy |  | 6809.3473 | 6523.3964 | 6553.0755 | 10034.6339 | 5527.4629 | 5573.1211 | 6666.5643 |  |  |  | 6809347.3468 | 15.091
|  | Solar energy |  | 328.0933 | 250.6641 | 221.6811 | 579.9724 | 250.6641 | 221.6811 | 506.7779 |  |  |  | 328093.2583 | 0.72712
|  | Geothermal energy |  | 2802.8028 | 1960.0489 | 1878.8361 | 3832.1891 | 1714.115 | 1566.3825 | 2947.7223 |  |  |  | 2802802.8228 | 6.2116
|  |  |  | 97524.3116 | [9 empty] | 97524311.5834 | 216.1347
100655.2077

## SOURCE SR2+3 - Summary Ind
IWU / TL / pasted on 19-01-2016
Source for entries in sheet "Summary Indicators"
Values pasted from SR2/SR3
Please, select your case study values and copy/paste them into the sheet "Summary Indicators".
You may then delete this sheet.
[8 empty] | space heating only (without DHW) | [21 empty] | not available
|  |  |  | 1 |  |  |  | 2 |  |  |  | 3 | [9 empty] | 4 |  |  |  | 5 |  |  |  | 6 |  |  |  |  | 7 |  |  |  | 8 |  |  |  | 9 |  |  |  | 10 |  |  |  | 11 |  |  |  | 12 |  |  |  | 13 |  |  |  | 14 |  |  |  | 15 |  |  |  | 16 |  |  |  | 17 |  |  |  | 18
|  |  |  | AT |  |  |  | BE |  |  |  | CY | [9 empty] | CZ |  |  |  | DE |  |  |  | DK |  |  |  |  | ES |  |  |  | FR |  |  |  | GB |  |  |  | GR |  |  |  | HU |  |  |  | IE |  |  |  | IT |  |  |  | NL |  |  |  | NO |  |  |  | RS |  |  |  | SI national |  |  |  | SI local
| Year |  |  | 2015 | 2020 | 2030 | 2050 | 2015 | 2020 | 2030 | 2050 | 2005 |  | 2015 |  | 2020 |  | 2030 |  | 2050 |  | 2015 | 2020 | 2030 | 2050 | 2015 | 2020 | 2030 | 2050 | 2012 | 2015 | 2020 | 2030 | 2050 | 2015 | 2020 | 2030 | 2050 | 2015 | 2020 | 2030 | 2050 | 2012 | 2020 | 2030 | 2050 | 2015 | 2020 | 2030 | 2050 | 2015 | 2020 | 2030 | 2050 | 2015 | 2020 | 2030 | 2050 | 2015 | 2020 | 2030 | 2050 | 2015 | 2020 | 2030 | 2050 | 2015 | 2020 | 2030 | 2050 | 2015 | 2020 | 2030 | 2050 | 2015 | 2020 | 2030 | 2050 | 2015 | 2020 | 2030 | 2050
[12 empty] | heating | cooling | heating | cooling | heating | cooling | heating | cooling | heating | cooling
| Reference Area | national reference area | [m²] | 20890848 | 21517573.44 | 22163100.6432 | 23271255.6754 | 38400 | 39936 | 40175.616 | 40659.1697 | 214668.7431 |  | 261680 |  | 288915.8646 |  | 352186.8268 |  | 523331.0981 |  | 378000 | 378000 | 378000 | 378000 | 3590962028.2257 | 3664245271.1507 | 3723311757.0007 | 3841444728.7007 | [5 empty] | 58900000 | 58900000 |  |  | 659289.0909 | 708736.3636 | 807629.0909 | 955969.0909 | 2100000000 |  |  | 2940000000 | 407000000 | 419000000 | 445000000 |  | 1311000 | 1432000 | 1550000 | 1756000 | 11142000 | 11560000 | 12390000 | 14050000 | 214330000 | 218670000 | 227340000 | 244680000 | 191413636.3636 | 191588443.3375 | 193336513.076 | 201639844.3337 | 296000000 | 309000000 | 335000000 | 381000000 | 1490000 | 1560000 | 1690000 | 2160000 | 64900000 | 67700000 | 72200000 |  | 410200 | 433800 | 482100
|  | EPISCOPE reference area | [m²] | 22979932.8 | 23669330.784 | 24379410.7075 | 25598381.2429 | 32640 | 33945.6 | 34149.2736 | 34560.2943 | 214668.7431 |  | 261680 |  | 288915.8646 |  | 352186.8268 |  | 523331.0981 |  | 416000 | 416000 | 416000 | 416000 | 3950058231.0483 | 4030669798.2658 | 4095642932.7008 | 4225589201.5708 | [5 empty] | 64800000 | 64800000 |  |  | 725218 | 779610 | 888392 | 1051566 | 2100000000 |  |  | 2940000000 | 256000000 | 264000000 | 280000000 |  | 1311000 | 1432000 | 1550000 | 1756000 | 11430000 | 11870000 | 12740000 | 14490000 | 214330000 | 218670000 | 227340000 | 244680000 | 210555000 | 210747287.6712 | 212670164.3836 | 221803828.7671 | 252000000 | 263000000 | 285000000 | 324000000 | 1639000 | 1716000 | 1859000 | 2376000 | 71390000 | 74470000 | 79420000 |  | 451220 | 477180 | 530310
| CO2 emissions | Trend | kg/m²yr | 27.1298 | 23.2636 | 18.6495 |  | 47.8145 | 46.2418 | 44.8788 | 42.2255 | 13.1 | 11.9 | 10.4 | 10.7 | 9.6 | 9.6 | 7.3 | 7.2 | 4 | 5 | 42.1 | 40 | 35.5 | 31.3 | 31.6825 | 29.1693 | 24.945 | 18.4408 | [5 empty] | 10.01 | 10.01 |  |  | 32.83 | 24.4099 | 13.3535 | 8.3277 | 42.1413 |  |  | 25.1 | 33.9 | 31.9 | 28 |  | 73.5224 | 68.3154 | 62.84 | 50.2672 | 33.56 | 30.97 | 26.15 | 18.68 | 57.9 | 56.05 | 52.63 | 46.8 | 42.83 | 38.1259 | 30.2111 | 18.9696 | 14.6 | 12.6 | 11.3 | 8.4 | 59 | 55 | 48 | 34 | 22.15 | 19.7 | 14.95 |  | 37.41 | 26.8 | 17.5
|  | Scenario B | kg/m²yr |  | 21.785 | 16.6194 |  |  | 43.6325 | 37.1366 | 29.8551 |  |  |  |  | 9 | 9.2 | 5.8 | 5.9 | 2 | 2.7 |  | 39.1 | 29 | 22.7 |  | 29.044 | 22.111 | 7.0207 | [6 empty] | 9.8 |  |  |  | 23.01 | 10.5314 | 4.3605 |  |  |  | 21.506 |  | 23.1 | 14.1 |  |  | 66.838 | 59.1521 | 43.058 |  | 28.95 | 21.6 | 12.84 |  | 55.99 | 52.47 | 46.42 |  | 40.22 | 34.0887 | 22.6685 |  | 13 | 10.9 | 8.1 |  | 54 | 46 | 30 |  | 13.76 | 11.04 |  |  | 26.3 | 17.25
|  | Scenario C | kg/m²yr |  | 20.6512 | 15.685 |  |  | 43.3369 | 36.2596 | 22.5533 |  |  |  |  | 8.6 | 8.4 | 4.7 | 4.1 | 0.8 | 0.4 |  | 34.9 | 22.6 | 17.2 |  | 28.5626 | 19.1679 | 5.7539 | [6 empty] | 9 |  |  |  | 21.8478 | 8.9631 | 3.3518 |  |  |  | 5.2304 |  | 22.5 | 11.2 |  |  | 65.1629 | 54.5483 | 32.9914 |  | 27.09 | 17.31 | 6.41 |  | 53.32 | 38.19 | 15.71 |  | 39.5672 | 31.9708 | 17.6074 |  | 12.9 | 10.3 | 7 |  | 53 | 43 | 25 |  | 11.46 | 8.5 |  |  | 26.62 | 15.77
|  | EPISCOPE benchmark | kg/m²yr |  | 25.0226 | 17.9007 |  |  | 43.6767 | 31.9909 | 11.2894 |  |  |  |  | 18.1554 |  | 10.9743 |  | 2.6376 |  |  | 40 | 29.5 | 10.5 |  | 29.48 | 21.3775 | 7.4 | [6 empty] | 3 |  |  |  | 29.0125 | 18.76 | 5.6603 |  |  |  | 7.5252 |  | 31.2291 | 21.696 |  |  | 63.9326 | 43.5185 | 13.7182 |  | 30.7002 | 21.0764 | 6.6182 |  | 53.9133 | 38.2106 | 12.6795 |  | 40.6513 | 29.6828 | 10.1645 |  | 13.31 | 9.05 | 2.84 |  | 53.5349 | 36.4124 | 10.1748 |  | 21 | 15.5 |  |  | 35.5395 | 26.187
|  | national benchmark | kg/m²yr |  | 15.276 | 7.638 | [9 empty] | 17.6466 |  | 10.6668 |  | 3.0765 |  |  | 50 | 38 |  |  | 25.306 | 18.6784 | 5.0289 | [6 empty] | 9.8 |  |  |  | 27.4856 | 18.3133 | 5.6603 |  |  |  | 8.8769 |  | 15.9 | 11.3 |  |  | 75.8741 | 62.1692 | 15.4664 |  | 31.18 | 21.82 | 6.41 |  | 53.32 | 38.19 | 15.71 |  | 32.4469 | 18.622 | 6.1338 |  | 10.2 | 8.1 | 4.7 |  | 54.4929 | 46.92 | 30.5243 |  | 20 | 15 |  |  | 33.669 | 26.187
| Total heat demand | Trend | kWh/(m²yr) | 179.0884 | 172.2906 | 166.3792 |  | 208.5563 | 200.2215 | 194.4431 | 183.1615 | 53 |  | 48.28 |  | 46 |  | 42 |  | 33 |  | 134 | 127 | 113 | 99 | 138.9039 | 132.358 | 121.043 | 102.2709 | [5 empty] | 49.71 | 49.71 |  |  | 98.65 | 85.48 | 74.17 | 67.08 | 171.4766 |  |  | 111.5988 | 215 | 206 | 189 |  | 239.628 | 222.4187 | 204.2486 | 166.3241 | 127.4 | 120.87 | 107.81 | 86.01 | 240 | 233 | 221 | 199 | 201 | 178.9241 | 141.7799 | 89.0237 | 154.3802 | 147.2471 | 131.1213 | 98.3728 | 227 | 216 | 194 | 144 | 122.81 | 117.7 | 110.4 |  | 194.8 | 135.9 | 81.1
|  | Scenario B | kWh/(m²yr) |  | 163.1378 | 153.8858 |  |  | 188.5531 | 159.8211 | 126.8853 |  |  |  |  | 45 |  | 37 |  | 28 |  |  | 124 | 102 | 85 |  | 131.8196 | 117.8491 | 85.8602 | [6 empty] | 48.72 |  |  |  | 84.35 | 70.28 | 64.53 |  |  |  | 101.5625 |  | 181.7 | 131.3 |  |  | 217.153 | 191.3532 | 141.396 |  | 114.68 | 93.3 | 65.86 |  | 233 | 221 | 200 |  | 189 | 164 | 116 |  | 150.8425 | 126.9981 | 94.5575 |  | 213 | 185 | 128 |  | 112.4 | 105.4 |  |  | 132.6 | 78.3
|  | Scenario C | kWh/(m²yr) |  | 141.8002 | 120.7285 |  |  | 181.0899 | 137.6763 | 53.5989 |  |  |  |  | 44 |  | 36 |  | 27 |  |  | 123 | 96 | 78 |  | 131.0247 | 112.6839 | 81.5728 | [6 empty] | 44.74 |  |  |  | 78.64 | 57.88 | 50.16 |  |  |  | 52.2362 |  | 175.6 | 116.9 |  |  | 210.8565 | 174.0695 | 102.3781 |  | 108.6 | 78.56 | 43.3 |  | 221 | 159 | 66 |  | 188 | 161 | 109 |  | 149.9506 | 120.0184 | 81.412 |  | 210 | 175 | 116 |  | 103.1 | 82.3 |  |  | 132.6 | 78.3
| CO2 emission factor heat supply | Trend | kg/kWh | 0.15149 | 0.13503 | 0.11209 |  | 0.22926 | 0.23095 | 0.23081 | 0.23054 | 0.24717 |  | 0.21541 |  | 0.2087 |  | 0.17381 |  | 0.12121 |  | 0.31481 | 0.31484 | 0.31522 | 0.31496 | 0.22809 | 0.22038 | 0.20608 | 0.18031 | [5 empty] | 0.20137 | 0.20137 |  |  | 0.33279 | 0.28556 | 0.18004 | 0.12415 | 0.24576 |  |  | 0.22491 | 0.158 | 0.155 | 0.148 |  | 0.30682 | 0.30715 | 0.30766 | 0.30222 | 0.26342 | 0.25623 | 0.24256 | 0.21718 | 0.241 | 0.24 | 0.239 | 0.235 | 0.21308 | 0.21308 | 0.21308 | 0.21308 | 0.094718 | 0.085859 | 0.085817 | 0.085733 | 0.259 | 0.255 | 0.248 | 0.235 | 0.18036 | 0.16737 | 0.13542 |  | 0.192 | 0.197 | 0.216
|  | Scenario B | kg/kWh |  | 0.13354 | 0.108 |  |  | 0.23141 | 0.23236 | 0.23529 |  |  |  |  | 0.2 |  | 0.15676 |  | 0.071429 |  |  | 0.31479 | 0.28374 | 0.26729 |  | 0.22033 | 0.18762 | 0.081769 | [6 empty] | 0.20115 |  |  |  | 0.27279 | 0.14985 | 0.067573 |  |  |  | 0.21175 |  | 0.127 | 0.108 |  |  | 0.30779 | 0.30912 | 0.30452 |  | 0.25244 | 0.23151 | 0.19496 |  | 0.24 | 0.238 | 0.232 |  | 0.2128 | 0.20786 | 0.19542 |  | 0.085859 | 0.085817 | 0.085733 |  | 0.254 | 0.246 | 0.231 |  | 0.12242 | 0.10474 |  |  | 0.198 | 0.22
|  | Scenario C | kg/kWh |  | 0.14564 | 0.12992 |  |  | 0.23931 | 0.26337 | 0.42078 |  |  |  |  | 0.19545 |  | 0.13056 |  | 0.02963 |  |  | 0.28356 | 0.23596 | 0.21959 |  | 0.21799 | 0.1701 | 0.070537 | [6 empty] | 0.20116 |  |  |  | 0.27782 | 0.15486 | 0.066821 |  |  |  | 0.10013 |  | 0.128 | 0.096 |  |  | 0.30904 | 0.31337 | 0.32225 |  | 0.24945 | 0.22034 | 0.14804 |  | 0.241 | 0.24 | 0.239 |  | 0.21046 | 0.19858 | 0.16154 |  | 0.085859 | 0.085817 | 0.085733 |  | 0.253 | 0.243 | 0.225 |  | 0.11115 | 0.103 |  |  | 0.201 | 0.201

## SOURCE TABULA.xlsm - Basic Case
IWU / TL / pasted on 27-01-2016
Source for entries in sheet "Basic Case Details"
Values pasted from sheet "[TABULA.xlsm]Calc.Demo.AverageBuiSys" (at the bottom)
Please, select your case study rows and copy/paste them into the sheet "Basic Case Details".
You may then delete this sheet.
| TABULA Average Buildings | [29 empty] | EPISCOPE Monitoring Indicators
[5 empty] | Building Stock |  |  |  | AT | Regional |  |  | Regional building stock of the Province of Salzburg (Austria) | [15 empty] | Year | 2013
[5 empty] | Details |  |  |  | AEA model of regional building stock of the Province of Salzburg | Regional building stock of the Province of Salzburg (Austria) | Regional building stock of the Province of Salzburg (Austria) | Regional building stock of the Province of Salzburg (Austria) | Regional building stock of the Province of Salzburg (Austria) | Regional building stock of the Province of Salzburg (Austria) | Regional building stock of the Province of Salzburg (Austria) | Regional building stock of the Province of Salzburg (Austria) | Regional building stock of the Province of Salzburg (Austria) | Regional building stock of the Province of Salzburg (Austria) | Regional building stock of the Province of Salzburg (Austria) | Regional building stock of the Province of Salzburg (Austria) | Regional building stock of the Province of Salzburg (Austria) | Regional building stock of the Province of Salzburg (Austria) | Regional building stock of the Province of Salzburg (Austria) | Regional building stock of the Province of Salzburg (Austria) | Regional building stock of the Province of Salzburg (Austria) | Regional building stock of the Province of Salzburg (Austria) | Regional building stock of the Province of Salzburg (Austria) | Regional building stock of the Province of Salzburg (Austria) | Regional building stock of the Province of Salzburg (Austria) | Regional building stock of the Province of Salzburg (Austria) | Regional building stock of the Province of Salzburg (Austria)
Annotations to this sheet
[10 empty] | 1 |  | 2 |  | 3 |  | 4 |  | 5 |  | 6 |  | 7 |  | 8 |  | 9 |  | 10
|  |  | Building type / label | [6 empty] | SFH I&II |  | SFH III&IV |  | MFH I&II |  | MFH III&IV |  | SFH V&VI&VII&VIII |  | MFH V&VI&VII&VIII
Building size category
Construction time band
|  | General Data | [5 empty] | Total
|  |  | Number of buildings |  |  |  |  | 120665.2976 | 0 | 13777.0698 | 0 | 42648.8191 | 0 | 4559.0181 | 0 | 6876.5231 | 0 | 41197.1433 | 0 | 11606.7242 | 0 | 0 | 0 | 0 | 0 | 0 | 0 | 0 | 0 | 10^0
|  |  | Number of dwellings |  |  |  |  | 282749.2251 | 0 | 21012.6844 | 0 | 45127.9384 | 0 | 59778.5843 | 0 | 70888.7623 | 0 | 37133.7509 | 0 | 48807.5049 | 0 | 0 | 0 | 0 | 0 | 0 | 0 | 0 | 0 | 10^0
|  |  | Floor area national | [6 empty] | 2017.8686 | 0 | 4388.2858 | 0 | 2273.6664 | 0 | 3202.0222 | 0 | 3741.4938 | 0 | 5276.6632 | 0 | 0 | 0 | 0 | 0 | 0 | 0 | 0 | 0 | 10^3 m²
|  |  | Floor area TABULA |  |  |  |  | 22990 | 0 | 2219.6555 | 0 | 4827.1144 | 0 | 2501.033 | 0 | 3522.2245 | 0 | 4115.6431 | 0 | 5804.3296 | 0 | 0 | 0 | 0 | 0 | 0 | 0 | 0 | 0 | 10^3 m²
Building Insulation
Original state / not refurbished fraction of the envelope area
U-values of the original state
|  |  |  | Roof | [5 empty] | 0.96 |  | 0.89 |  | 0.81 |  | 1.26 |  | 0.29 |  | 0.23125 |  | 0 |  | 0 |  | 0 |  | 0 |  | W/(m²K)
|  |  |  | Wall | [5 empty] | 1.47 |  | 1.18 |  | 1.27 |  | 0.94 |  | 0.415 |  | 0.39625 |  | 0 |  | 0 |  | 0 |  | 0 |  | W/(m²K)
|  |  |  | Window | [5 empty] | 2.15 |  | 2.2 |  | 2.12 |  | 1.92 |  | 1.3525 |  | 1.3013 |  | 0 |  | 0 |  | 0 |  | 0 |  | W/(m²K)
|  |  |  | Floor | [5 empty] | 1.01 |  | 1.54 |  | 1.17 |  | 1.19 |  | 0.41625 |  | 0.36125 |  | 0 |  | 0 |  | 0 |  | 0 |  | W/(m²K)
Refubishments (averages)
Refurbished fraction of envelope areas
|  |  |  | Roof | [5 empty] | 7% |  | 7% |  | 7% |  | 7% |  | 0% |  | 0% |  | 0% |  | 0% |  | 0% |  | 0%
|  |  |  | Wall | [5 empty] | 7% |  | 7% |  | 7% |  | 7% |  | 0% |  | 0% |  | 0% |  | 0% |  | 0% |  | 0%
|  |  |  | Window | [5 empty] | 7% |  | 7% |  | 7% |  | 7% |  | 0% |  | 0% |  | 0% |  | 0% |  | 0% |  | 0%
|  |  |  | Floor | [5 empty] | 7% |  | 7% |  | 7% |  | 7% |  | 0% |  | 0% |  | 0% |  | 0% |  | 0% |  | 0%
|  |  |  | Total (indicative) | [5 empty] | 7% |  | 7% |  | 7% |  | 7% |  | 0% |  | 0% |  | 0% |  | 0% |  | 0% |  | 0%
U-values of the refurbished fraction (averages)
|  |  |  | Roof | [5 empty] | 0.48 |  | 0.445 |  | 0.42406 |  | 0.63 |  | 0 |  | 0 |  | 0 |  | 0 |  | 0 |  | 0 |  | W/(m²K)
|  |  |  | Wall | [5 empty] | 0.735 |  | 0.59 |  | 0.635 |  | 0.47 |  | 0 |  | 0 |  | 0 |  | 0 |  | 0 |  | 0 |  | W/(m²K)
|  |  |  | Window | [5 empty] | 2.2 |  | 2.2 |  | 2.2 |  | 1.92 |  | 0 |  | 0 |  | 0 |  | 0 |  | 0 |  | 0 |  | W/(m²K)
|  |  |  | Floor | [5 empty] | 0.505 |  | 0.77 |  | 0.58996 |  | 0.595 |  | 0 |  | 0 |  | 0 |  | 0 |  | 0 |  | 0 |  | W/(m²K)
Main Heat Supply Systems
Ventilation Systems with Heat Recovery
|  |  |  | Occurances | [5 empty] | 0% | 0% | 0% | 0% | 0% | 0% | 0% | 0% | 0% | 0% | 0% | 0% | 0% | 0% | 0% | 0% | 0% | 0% | 0% | 0%
Heating Systems
Occurances or Fractions of Produced Heat
|  |  | 1 | Bio_Wood |  | B_WP |  |  | C | 40% | 0% | 40% | 0% | 15% | 0% | 15% | 0% | 40% | 0% | 15% | 0% |  | 0% |  | 0% |  | 0% |  | 0%
|  |  | 2 | DH |  | TS |  |  | C | 13% | 0% | 13% | 0% | 70% | 0% | 70% | 0% | 13% | 0% | 70% | 0% |  | 0% |  | 0% |  | 0% |  | 0%
|  |  | 3 | El |  | HP_Air |  |  | C | 35% | 0% | 35% | 0% | 0% | 0% | 0% | 0% | 35% | 0% | 0% | 0% |  | 0% |  | 0% |  | 0% |  | 0%
|  |  | 4 | El_Prod_PV |  | HP_Water |  |  | C | 0% | 0% | 0% | 0% | 0% | 0% | 0% | 0% | 0% | 0% | 0% | 0% |  | 0% |  | 0% |  | 0% |  | 0%
|  |  | 5 | Gas |  | B_C |  |  | C | 10% | 0% | 10% | 0% | 10% | 0% | 10% | 0% | 10% | 0% | 10% | 0% |  | 0% |  | 0% |  | 0% |  | 0%
|  |  | 6 | Oil |  | B_C |  |  | C | 2% | 0% | 2% | 0% | 5% | 0% | 5% | 0% | 2% | 0% | 5% | 0% |  | 0% |  | 0% |  | 0% |  | 0%
|  |  | 7 | - |  | Solar |  |  | C | 0% | 0% | 0% | 0% | 0% | 0% | 0% | 0% | 0% | 0% | 0% | 0% |  | 0% |  | 0% |  | 0% |  | 0%
|  |  | 8 | [7 empty] | 0% |  | 0% |  | 0% |  | 0% |  | 0% |  | 0% |  | 0% |  | 0% |  | 0% |  | 0%
|  |  | 9 | [7 empty] | 0% |  | 0% |  | 0% |  | 0% |  | 0% |  | 0% |  | 0% |  | 0% |  | 0% |  | 0%
|  |  | 10 | [7 empty] | 0% |  | 0% |  | 0% |  | 0% |  | 0% |  | 0% |  | 0% |  | 0% |  | 0% |  | 0%
|  |  | 11 | [7 empty] | 0% |  | 0% |  | 0% |  | 0% |  | 0% |  | 0% |  | 0% |  | 0% |  | 0% |  | 0%
|  |  | 12 | [7 empty] | 0% |  | 0% |  | 0% |  | 0% |  | 0% |  | 0% |  | 0% |  | 0% |  | 0% |  | 0%
|  |  | 13 | [7 empty] | 0% |  | 0% |  | 0% |  | 0% |  | 0% |  | 0% |  | 0% |  | 0% |  | 0% |  | 0%
|  |  | 14 | [7 empty] | 0% |  | 0% |  | 0% |  | 0% |  | 0% |  | 0% |  | 0% |  | 0% |  | 0% |  | 0%
|  |  | 15 | [7 empty] | 0% |  | 0% |  | 0% |  | 0% |  | 0% |  | 0% |  | 0% |  | 0% |  | 0% |  | 0%
|  |  | 16 | [7 empty] | 0% |  | 0% |  | 0% |  | 0% |  | 0% |  | 0% |  | 0% |  | 0% |  | 0% |  | 0%
|  |  | 17 | [7 empty] | 0% |  | 0% |  | 0% |  | 0% |  | 0% |  | 0% |  | 0% |  | 0% |  | 0% |  | 0%
|  |  | 18 | [7 empty] | 0% |  | 0% |  | 0% |  | 0% |  | 0% |  | 0% |  | 0% |  | 0% |  | 0% |  | 0%
|  |  | 19 | [7 empty] | 0% |  | 0% |  | 0% |  | 0% |  | 0% |  | 0% |  | 0% |  | 0% |  | 0% |  | 0%
|  |  | 20 | [7 empty] | 0% |  | 0% |  | 0% |  | 0% |  | 0% |  | 0% |  | 0% |  | 0% |  | 0% |  | 0%
|  |  |  | Sum | [5 empty] | 100% | 0% | 100% | 0% | 100% | 0% | 100% | 0% | 100% | 0% | 100% | 0% |  | 0% |  | 0% |  | 0% |  | 0%
[5 empty] | thereof |  | central |  |  | 100% | 0% | 100% | 0% | 100% | 0% | 100% | 0% | 100% | 0% | 100% | 0% | 0% | 0% | 0% | 0% | 0% | 0% | 0% | 0%
[7 empty] | decentral |  |  | 0% | 0% | 0% | 0% | 0% | 0% | 0% | 0% | 0% | 0% | 0% | 0% | 0% | 0% | 0% | 0% | 0% | 0% | 0% | 0%
|  |  |  | Other Systems | [5 empty] | 0% | 0% | 0% | 0% | 0% | 0% | 0% | 0% | 0% | 0% | 0% | 0% |  | 0% |  | 0% |  | 0% |  | 0%
DHW Systems
Occurances or Fractions of Produced Heat
|  |  | 1 | Bio_Wood |  | B_WP |  |  | C | 8.274% | 0% | 11.25% | 0% | 15.85% | 0% | 12.15% | 0% | 12.27% | 0% | 40.21% | 0% |  | 0% |  | 0% |  | 0% |  | 0%
|  |  | 2 | DH |  | TS |  |  | C | 9.888% | 0% | 33.58% | 0% | 5.962% | 0% | 16.65% | 0% | 20.16% | 0% | 13.76% | 0% |  | 0% |  | 0% |  | 0% |  | 0%
|  |  | 3 | El |  | E |  |  | C | 20.66% | 0% | 44.92% | 0% | 2.328% | 0% | 6.556% | 0% | 25.54% | 0% | 0% | 0% |  | 0% |  | 0% |  | 0% |  | 0%
|  |  | 4 | El_Prod_PV |  | E |  |  | D | 15.62% | 0% | 24.74% | 0% | 10.81% | 0% | 9.027% | 0% | 22.89% | 0% | 16.92% | 0% |  | 0% |  | 0% |  | 0% |  | 0%
|  |  | 5 | Gas |  | B_C |  |  | C | 4.566% | 0% | 7.447% | 0% | 12% | 0% | 32% | 0% | 10.82% | 0% | 33.17% | 0% |  | 0% |  | 0% |  | 0% |  | 0%
|  |  | 6 | Oil |  | B_C |  |  | C | 7.874% | 0% | 21.4% | 0% | 7.763% | 0% | 7.028% | 0% | 26.76% | 0% | 29.17% | 0% |  | 0% |  | 0% |  | 0% |  | 0%
|  |  | 7 | Other |  |  |  |  | C | 0% | 0% | 0% | 0% | 0% | 0% | 0% | 0% | 0% | 0% | 0% | 0% |  | 0% |  | 0% |  | 0% |  | 0%
|  |  | 8 | [7 empty] | 0% |  | 0% |  | 0% |  | 0% |  | 0% |  | 0% |  | 0% |  | 0% |  | 0% |  | 0%
|  |  | 9 | [7 empty] | 0% |  | 0% |  | 0% |  | 0% |  | 0% |  | 0% |  | 0% |  | 0% |  | 0% |  | 0%
|  |  | 10 | [7 empty] | 0% |  | 0% |  | 0% |  | 0% |  | 0% |  | 0% |  | 0% |  | 0% |  | 0% |  | 0%
|  |  | 11 | [7 empty] | 0% |  | 0% |  | 0% |  | 0% |  | 0% |  | 0% |  | 0% |  | 0% |  | 0% |  | 0%
|  |  | 12 | [7 empty] | 0% |  | 0% |  | 0% |  | 0% |  | 0% |  | 0% |  | 0% |  | 0% |  | 0% |  | 0%
|  |  | 13 | [7 empty] | 0% |  | 0% |  | 0% |  | 0% |  | 0% |  | 0% |  | 0% |  | 0% |  | 0% |  | 0%
|  |  | 14 | [7 empty] | 0% |  | 0% |  | 0% |  | 0% |  | 0% |  | 0% |  | 0% |  | 0% |  | 0% |  | 0%
|  |  | 15 | [7 empty] | 0% |  | 0% |  | 0% |  | 0% |  | 0% |  | 0% |  | 0% |  | 0% |  | 0% |  | 0%
|  |  | 16 | [7 empty] | 0% |  | 0% |  | 0% |  | 0% |  | 0% |  | 0% |  | 0% |  | 0% |  | 0% |  | 0%
|  |  | 17 | [7 empty] | 0% |  | 0% |  | 0% |  | 0% |  | 0% |  | 0% |  | 0% |  | 0% |  | 0% |  | 0%
|  |  | 18 | [7 empty] | 0% |  | 0% |  | 0% |  | 0% |  | 0% |  | 0% |  | 0% |  | 0% |  | 0% |  | 0%
|  |  | 19 | [7 empty] | 0% |  | 0% |  | 0% |  | 0% |  | 0% |  | 0% |  | 0% |  | 0% |  | 0% |  | 0%
|  |  | 20 | [7 empty] | 0% |  | 0% |  | 0% |  | 0% |  | 0% |  | 0% |  | 0% |  | 0% |  | 0% |  | 0%
|  |  |  | Sum | [5 empty] | 66.88% | 0% | 143.3% | 0% | 54.71% | 0% | 83.41% | 0% | 118.4% | 0% | 133.2% | 0% |  | 0% |  | 0% |  | 0% |  | 0%
[5 empty] | thereof |  | central |  |  | 51.26% | 0% | 118.6% | 0% | 43.91% | 0% | 74.38% | 0% | 95.55% | 0% | 116.3% | 0% | 0% | 0% | 0% | 0% | 0% | 0% | 0% | 0%
[7 empty] | decentral |  |  | 15.62% | 0% | 24.74% | 0% | 10.81% | 0% | 9.027% | 0% | 22.89% | 0% | 16.92% | 0% | 0% | 0% | 0% | 0% | 0% | 0% | 0% | 0%
|  |  |  | Other Systems | [5 empty] | 33.12% | 0% | -43.34% | 0% | 45.29% | 0% | 16.59% | 0% | -18.44% | 0% | -33.22% | 0% |  | 0% |  | 0% |  | 0% |  | 0%
|  | Energy Balance | [16 empty] | All energy quantities in | MWh/a |  |  |  | Heating + DHW
[8 empty] | fuels related to |  |  | gross | 0% | calorific value
[28 empty] | Total |  | per m²
|  |  | Net heat need |  |  |  |  | 431384.5903 |  | 938060.6975 |  | 385428.3149 |  | 551299.3692 |  | 757081.428 |  | 883745.6001 |  | 0 |  | 0 |  | 0 |  | 0 |  | 3947000 |  | 171.6833
|  |  | Produced heat |  |  |  |  | 449768.984 |  | 978038.1969 |  | 401854.1818 |  | 574794.1924 |  | 789346.1017 |  | 921408.3433 |  | 0 |  | 0 |  | 0 |  | 0 |  | 4115210 |  | 179
|  |  | Gas |  |  |  | 1.087 | 71412.3795 |  | 97063.4093 |  | 136790.6094 |  | 104820.6139 |  | 105929.1857 |  | 347027.2804 |  | 0 |  | 0 |  | 0 |  | 0 |  | 863043.4783 |  | 37.54
|  |  | Oil |  |  |  | 1.0526 | 123552.4452 |  | 419535.307 |  | 74492.0948 |  | 208095.8052 |  | 251863.4955 |  | 171934.5366 |  | 0 |  | 0 |  | 0 |  | 0 |  | 1249473.6842 |  | 54.3486
|  |  | Coal |  |  |  | 1.0526 | 47185.8778 |  | 102615.7583 |  | 5316.7458 |  | 14975.2298 |  | 58327.4409 |  | 0 |  | 0 |  | 0 |  | 0 |  | 0 |  | 228421.0526 |  | 9.9357
|  |  | Bio |  |  |  | 1.0526 | 167666.7091 |  | 265656.8363 |  | 116051.5953 |  | 96921.5705 |  | 245746.7462 |  | 181640.7531 |  | 0 |  | 0 |  | 0 |  | 0 |  | 1073684.2105 |  | 46.7022
|  |  | DH |  |  |  |  | 18217.7589 |  | 29713.8026 |  | 47896.7002 |  | 127679.4596 |  | 43162.0858 |  | 132330.1928 |  | 0 |  | 0 |  | 0 |  | 0 |  | 399000 |  | 17.3554
|  |  | El |  |  |  |  | 25982.6618 |  | 70631.0519 |  | 25616.8398 |  | 23191.9694 |  | 88323.6928 |  | 96253.7841 |  | 0 |  | 0 |  | 0 |  | 0 |  | 330000 |  | 14.3541
|  |  | Other / not specified |  |  |  |  | 0 |  | 0 |  | 0 |  | 0 |  | 0 |  | 0 |  | 0 |  | 0 |  | 0 |  | 0 |  | 0 |  | 0
|  |  | Sum final energy |  |  |  |  | 454017.8322 |  | 985216.1654 |  | 406164.5854 |  | 575684.6486 |  | 793352.647 |  | 929186.547 |  | 0 |  | 0 |  | 0 |  | 0 |  | 4143622.4256 |  | 180.2359
|  |  | per m² |  |  |  |  | 204.5443 |  | 204.1004 |  | 162.3987 |  | 163.4435 |  | 192.7652 |  | 160.0851
|  |  | CHP electr. production |  |  |  |  | 0 |  | 0 |  | 0 |  | 0 |  | 0 |  | 0 |  | 0 |  | 0 |  | 0 |  | 0 |  | 0 |  | 0
| Version: |  | 2016-01-21
| TABULA Average Buildings | [29 empty] | EPISCOPE Monitoring Indicators
[5 empty] | Building Stock |  |  |  | BE | Local |  |  | Local building stock of Sint-Amandsberg, Belgium | [15 empty] | Year | 2015
[5 empty] | Details |  |  |  | Residential building stock of SAD, VITO model, existing state 2015 | Local building stock of Sint-Amandsberg, Belgium | Local building stock of Sint-Amandsberg, Belgium | Local building stock of Sint-Amandsberg, Belgium | Local building stock of Sint-Amandsberg, Belgium | Local building stock of Sint-Amandsberg, Belgium | Local building stock of Sint-Amandsberg, Belgium | Local building stock of Sint-Amandsberg, Belgium | Local building stock of Sint-Amandsberg, Belgium | Local building stock of Sint-Amandsberg, Belgium | Local building stock of Sint-Amandsberg, Belgium | Local building stock of Sint-Amandsberg, Belgium | Local building stock of Sint-Amandsberg, Belgium | Local building stock of Sint-Amandsberg, Belgium | Local building stock of Sint-Amandsberg, Belgium | Local building stock of Sint-Amandsberg, Belgium | Local building stock of Sint-Amandsberg, Belgium | Local building stock of Sint-Amandsberg, Belgium | Local building stock of Sint-Amandsberg, Belgium | Local building stock of Sint-Amandsberg, Belgium | Local building stock of Sint-Amandsberg, Belgium | Local building stock of Sint-Amandsberg, Belgium | Local building stock of Sint-Amandsberg, Belgium
Annotations to this sheet
[10 empty] | 1 |  | 2 |  | 3 |  | 4 |  | 5 |  | 6 |  | 7 |  | 8 |  | 9 |  | 10
Building type / label
Building size category
Construction time band
|  | General Data | [5 empty] | Total
|  |  | Number of buildings |  |  |  |  | 200.1839 | 0 | 200.1839 | 0 | 0 | 0 | 0 | 0 | 0 | 0 | 0 | 0 | 0 | 0 | 0 | 0 | 0 | 0 | 0 | 0 | 0 | 0 | 10^0
|  |  | Number of dwellings |  |  |  |  | 200 | 0 | 200 | 0 | 0 | 0 | 0 | 0 | 0 | 0 | 0 | 0 | 0 | 0 | 0 | 0 | 0 | 0 | 0 | 0 | 0 | 0 | 10^0
|  |  | Floor area national | [6 empty] | 38.4 | 0 | 0 | 0 | 0 | 0 | 0 | 0 | 0 | 0 | 0 | 0 | 0 | 0 | 0 | 0 | 0 | 0 | 0 | 0 | 10^3 m²
|  |  | Floor area TABULA |  |  |  |  | 32.64 | 0 | 32.64 | 0 | 0 | 0 | 0 | 0 | 0 | 0 | 0 | 0 | 0 | 0 | 0 | 0 | 0 | 0 | 0 | 0 | 0 | 0 | 10^3 m²
Building Insulation
Original state / not refurbished fraction of the envelope area
U-values of the original state
|  |  |  | Roof | [5 empty] | 2.8 |  | 0 |  | 0 |  | 0 |  | 0 |  | 0 |  | 0 |  | 0 |  | 0 |  | 0 |  | W/(m²K)
|  |  |  | Wall | [5 empty] | 2.14 |  | 0 |  | 0 |  | 0 |  | 0 |  | 0 |  | 0 |  | 0 |  | 0 |  | 0 |  | W/(m²K)
|  |  |  | Window | [5 empty] | 5 |  | 0 |  | 0 |  | 0 |  | 0 |  | 0 |  | 0 |  | 0 |  | 0 |  | 0 |  | W/(m²K)
|  |  |  | Floor | [5 empty] | 2.0643 |  | 0 |  | 0 |  | 0 |  | 0 |  | 0 |  | 0 |  | 0 |  | 0 |  | 0 |  | W/(m²K)
Refubishments (averages)
Refurbished fraction of envelope areas
|  |  |  | Roof | [5 empty] | 86% |  | 0% |  | 0% |  | 0% |  | 0% |  | 0% |  | 0% |  | 0% |  | 0% |  | 0%
|  |  |  | Wall | [5 empty] | 0% |  | 0% |  | 0% |  | 0% |  | 0% |  | 0% |  | 0% |  | 0% |  | 0% |  | 0%
|  |  |  | Window | [5 empty] | 88% |  | 0% |  | 0% |  | 0% |  | 0% |  | 0% |  | 0% |  | 0% |  | 0% |  | 0%
|  |  |  | Floor | [5 empty] | 0% |  | 0% |  | 0% |  | 0% |  | 0% |  | 0% |  | 0% |  | 0% |  | 0% |  | 0%
|  |  |  | Total (indicative) | [5 empty] | 34.41% |  | 0% |  | 0% |  | 0% |  | 0% |  | 0% |  | 0% |  | 0% |  | 0% |  | 0%
U-values of the refurbished fraction (averages)
|  |  |  | Roof | [5 empty] | 1.29 |  | 0 |  | 0 |  | 0 |  | 0 |  | 0 |  | 0 |  | 0 |  | 0 |  | 0 |  | W/(m²K)
|  |  |  | Wall | [5 empty] | 0 |  | 0 |  | 0 |  | 0 |  | 0 |  | 0 |  | 0 |  | 0 |  | 0 |  | 0 |  | W/(m²K)
|  |  |  | Window | [5 empty] | 2.63 |  | 0 |  | 0 |  | 0 |  | 0 |  | 0 |  | 0 |  | 0 |  | 0 |  | 0 |  | W/(m²K)
|  |  |  | Floor | [5 empty] | 0 |  | 0 |  | 0 |  | 0 |  | 0 |  | 0 |  | 0 |  | 0 |  | 0 |  | 0 |  | W/(m²K)
Main Heat Supply Systems
Ventilation Systems with Heat Recovery
|  |  |  | Occurances | [5 empty] | 0% | 0% | 0% | 0% | 0% | 0% | 0% | 0% | 0% | 0% | 0% | 0% | 0% | 0% | 0% | 0% | 0% | 0% | 0% | 0%
Heating Systems
Occurances or Fractions of Produced Heat
|  |  | 1 | Gas |  | B_C |  |  | C | 62% | 0% |  | 0% |  | 0% |  | 0% |  | 0% |  | 0% |  | 0% |  | 0% |  | 0% |  | 0%
|  |  | 2 | Gas |  | Stove |  |  | D | 20% | 0% |  | 0% |  | 0% |  | 0% |  | 0% |  | 0% |  | 0% |  | 0% |  | 0% |  | 0%
|  |  | 3 | Gas |  | B_NC |  |  | C | 10% | 0% |  | 0% |  | 0% |  | 0% |  | 0% |  | 0% |  | 0% |  | 0% |  | 0% |  | 0%
|  |  | 4 | Oil |  | B_C |  |  | C | 4% | 0% |  | 0% |  | 0% |  | 0% |  | 0% |  | 0% |  | 0% |  | 0% |  | 0% |  | 0%
|  |  | 5 | Bio |  | B_NC |  |  | C | 2% | 0% |  | 0% |  | 0% |  | 0% |  | 0% |  | 0% |  | 0% |  | 0% |  | 0% |  | 0%
|  |  | 6 | El |  | E |  |  | D | 2% | 0% |  | 0% |  | 0% |  | 0% |  | 0% |  | 0% |  | 0% |  | 0% |  | 0% |  | 0%
|  |  | 7 | [7 empty] | 0% |  | 0% |  | 0% |  | 0% |  | 0% |  | 0% |  | 0% |  | 0% |  | 0% |  | 0%
|  |  | 8 | [7 empty] | 0% |  | 0% |  | 0% |  | 0% |  | 0% |  | 0% |  | 0% |  | 0% |  | 0% |  | 0%
|  |  | 9 | [7 empty] | 0% |  | 0% |  | 0% |  | 0% |  | 0% |  | 0% |  | 0% |  | 0% |  | 0% |  | 0%
|  |  | 10 | [7 empty] | 0% |  | 0% |  | 0% |  | 0% |  | 0% |  | 0% |  | 0% |  | 0% |  | 0% |  | 0%
|  |  | 11 | [7 empty] | 0% |  | 0% |  | 0% |  | 0% |  | 0% |  | 0% |  | 0% |  | 0% |  | 0% |  | 0%
|  |  | 12 | [7 empty] | 0% |  | 0% |  | 0% |  | 0% |  | 0% |  | 0% |  | 0% |  | 0% |  | 0% |  | 0%
|  |  | 13 | [7 empty] | 0% |  | 0% |  | 0% |  | 0% |  | 0% |  | 0% |  | 0% |  | 0% |  | 0% |  | 0%
|  |  | 14 | [7 empty] | 0% |  | 0% |  | 0% |  | 0% |  | 0% |  | 0% |  | 0% |  | 0% |  | 0% |  | 0%
|  |  | 15 | [7 empty] | 0% |  | 0% |  | 0% |  | 0% |  | 0% |  | 0% |  | 0% |  | 0% |  | 0% |  | 0%
|  |  | 16 | [7 empty] | 0% |  | 0% |  | 0% |  | 0% |  | 0% |  | 0% |  | 0% |  | 0% |  | 0% |  | 0%
|  |  | 17 | [7 empty] | 0% |  | 0% |  | 0% |  | 0% |  | 0% |  | 0% |  | 0% |  | 0% |  | 0% |  | 0%
|  |  | 18 | [7 empty] | 0% |  | 0% |  | 0% |  | 0% |  | 0% |  | 0% |  | 0% |  | 0% |  | 0% |  | 0%
|  |  | 19 | [7 empty] | 0% |  | 0% |  | 0% |  | 0% |  | 0% |  | 0% |  | 0% |  | 0% |  | 0% |  | 0%
|  |  | 20 | [7 empty] | 0% |  | 0% |  | 0% |  | 0% |  | 0% |  | 0% |  | 0% |  | 0% |  | 0% |  | 0%
|  |  |  | Sum | [5 empty] | 100% | 0% |  | 0% |  | 0% |  | 0% |  | 0% |  | 0% |  | 0% |  | 0% |  | 0% |  | 0%
[5 empty] | thereof |  | central |  |  | 78% | 0% | 0% | 0% | 0% | 0% | 0% | 0% | 0% | 0% | 0% | 0% | 0% | 0% | 0% | 0% | 0% | 0% | 0% | 0%
[7 empty] | decentral |  |  | 22% | 0% | 0% | 0% | 0% | 0% | 0% | 0% | 0% | 0% | 0% | 0% | 0% | 0% | 0% | 0% | 0% | 0% | 0% | 0%
|  |  |  | Other Systems | [5 empty] | 0% | 0% |  | 0% |  | 0% |  | 0% |  | 0% |  | 0% |  | 0% |  | 0% |  | 0% |  | 0%
DHW Systems
Occurances or Fractions of Produced Heat
|  |  | 1 | Gas |  | G_IWH_NC |  |  | D | 88% | 0% |  | 0% |  | 0% |  | 0% |  | 0% |  | 0% |  | 0% |  | 0% |  | 0% |  | 0%
|  |  | 2 | El |  | E |  |  | C | 6% | 0% |  | 0% |  | 0% |  | 0% |  | 0% |  | 0% |  | 0% |  | 0% |  | 0% |  | 0%
|  |  | 3 | Gas |  | B_NC |  |  | C | 4% | 0% |  | 0% |  | 0% |  | 0% |  | 0% |  | 0% |  | 0% |  | 0% |  | 0% |  | 0%
|  |  | 4 | El |  | E |  |  | D | 2% | 0% |  | 0% |  | 0% |  | 0% |  | 0% |  | 0% |  | 0% |  | 0% |  | 0% |  | 0%
|  |  | 5 | [7 empty] | 0% |  | 0% |  | 0% |  | 0% |  | 0% |  | 0% |  | 0% |  | 0% |  | 0% |  | 0%
|  |  | 6 | [7 empty] | 0% |  | 0% |  | 0% |  | 0% |  | 0% |  | 0% |  | 0% |  | 0% |  | 0% |  | 0%
|  |  | 7 | [7 empty] | 0% |  | 0% |  | 0% |  | 0% |  | 0% |  | 0% |  | 0% |  | 0% |  | 0% |  | 0%
|  |  | 8 | [7 empty] | 0% |  | 0% |  | 0% |  | 0% |  | 0% |  | 0% |  | 0% |  | 0% |  | 0% |  | 0%
|  |  | 9 | [7 empty] | 0% |  | 0% |  | 0% |  | 0% |  | 0% |  | 0% |  | 0% |  | 0% |  | 0% |  | 0%
|  |  | 10 | [7 empty] | 0% |  | 0% |  | 0% |  | 0% |  | 0% |  | 0% |  | 0% |  | 0% |  | 0% |  | 0%
|  |  | 11 | [7 empty] | 0% |  | 0% |  | 0% |  | 0% |  | 0% |  | 0% |  | 0% |  | 0% |  | 0% |  | 0%
|  |  | 12 | [7 empty] | 0% |  | 0% |  | 0% |  | 0% |  | 0% |  | 0% |  | 0% |  | 0% |  | 0% |  | 0%
|  |  | 13 | [7 empty] | 0% |  | 0% |  | 0% |  | 0% |  | 0% |  | 0% |  | 0% |  | 0% |  | 0% |  | 0%
|  |  | 14 | [7 empty] | 0% |  | 0% |  | 0% |  | 0% |  | 0% |  | 0% |  | 0% |  | 0% |  | 0% |  | 0%
|  |  | 15 | [7 empty] | 0% |  | 0% |  | 0% |  | 0% |  | 0% |  | 0% |  | 0% |  | 0% |  | 0% |  | 0%
|  |  | 16 | [7 empty] | 0% |  | 0% |  | 0% |  | 0% |  | 0% |  | 0% |  | 0% |  | 0% |  | 0% |  | 0%
|  |  | 17 | [7 empty] | 0% |  | 0% |  | 0% |  | 0% |  | 0% |  | 0% |  | 0% |  | 0% |  | 0% |  | 0%
|  |  | 18 | [7 empty] | 0% |  | 0% |  | 0% |  | 0% |  | 0% |  | 0% |  | 0% |  | 0% |  | 0% |  | 0%
|  |  | 19 | [7 empty] | 0% |  | 0% |  | 0% |  | 0% |  | 0% |  | 0% |  | 0% |  | 0% |  | 0% |  | 0%
|  |  | 20 | [7 empty] | 0% |  | 0% |  | 0% |  | 0% |  | 0% |  | 0% |  | 0% |  | 0% |  | 0% |  | 0%
|  |  |  | Sum | [5 empty] | 100% | 0% |  | 0% |  | 0% |  | 0% |  | 0% |  | 0% |  | 0% |  | 0% |  | 0% |  | 0%
[5 empty] | thereof |  | central |  |  | 10% | 0% | 0% | 0% | 0% | 0% | 0% | 0% | 0% | 0% | 0% | 0% | 0% | 0% | 0% | 0% | 0% | 0% | 0% | 0%
[7 empty] | decentral |  |  | 90% | 0% | 0% | 0% | 0% | 0% | 0% | 0% | 0% | 0% | 0% | 0% | 0% | 0% | 0% | 0% | 0% | 0% | 0% | 0%
|  |  |  | Other Systems | [5 empty] | 0% | 0% |  | 0% |  | 0% |  | 0% |  | 0% |  | 0% |  | 0% |  | 0% |  | 0% |  | 0%
|  | Energy Balance | [16 empty] | All energy quantities in | MWh/a |  |  |  | Heating + DHW
[8 empty] | fuels related to |  |  | gross | 0% | calorific value
[28 empty] | Total |  | per m²
|  |  | Net heat need |  |  |  |  | 0 |  | 0 |  | 0 |  | 0 |  | 0 |  | 0 |  | 0 |  | 0 |  | 0 |  | 0 |  | 0 |  | 0
|  |  | Produced heat |  |  |  |  | 0 |  | 0 |  | 0 |  | 0 |  | 0 |  | 0 |  | 0 |  | 0 |  | 0 |  | 0 |  | 0 |  | 0
|  |  | Gas |  |  |  | 1 | 0 |  | 0 |  | 0 |  | 0 |  | 0 |  | 0 |  | 0 |  | 0 |  | 0 |  | 0 |  | 0 |  | 0
|  |  | Oil |  |  |  | 1 | 0 |  | 0 |  | 0 |  | 0 |  | 0 |  | 0 |  | 0 |  | 0 |  | 0 |  | 0 |  | 0 |  | 0
|  |  | Coal |  |  |  | 1 | 0 |  | 0 |  | 0 |  | 0 |  | 0 |  | 0 |  | 0 |  | 0 |  | 0 |  | 0 |  | 0 |  | 0
|  |  | Bio |  |  |  | 1 | 0 |  | 0 |  | 0 |  | 0 |  | 0 |  | 0 |  | 0 |  | 0 |  | 0 |  | 0 |  | 0 |  | 0
|  |  | DH |  |  |  |  | 0 |  | 0 |  | 0 |  | 0 |  | 0 |  | 0 |  | 0 |  | 0 |  | 0 |  | 0 |  | 0 |  | 0
|  |  | El |  |  |  |  | 0 |  | 0 |  | 0 |  | 0 |  | 0 |  | 0 |  | 0 |  | 0 |  | 0 |  | 0 |  | 0 |  | 0
|  |  | Other / not specified |  |  |  |  | 0 |  | 0 |  | 0 |  | 0 |  | 0 |  | 0 |  | 0 |  | 0 |  | 0 |  | 0 |  | 0 |  | 0
|  |  | Sum final energy |  |  |  |  | 0 |  | 0 |  | 0 |  | 0 |  | 0 |  | 0 |  | 0 |  | 0 |  | 0 |  | 0 |  | 0 |  | 0
|  |  | per m² |  |  |  |  | 0
|  |  | CHP electr. production |  |  |  |  | 0 |  | 0 |  | 0 |  | 0 |  | 0 |  | 0 |  | 0 |  | 0 |  | 0 |  | 0 |  | 0 |  | 0
| Version: |  | 2016-01-21
| TABULA Average Buildings | [29 empty] | EPISCOPE Monitoring Indicators
[5 empty] | Building Stock |  |  |  | CY | Local |  |  | Housing Stock of the Cyprus Land Development Corporation (CLDC) | [15 empty] | Year | 2015
[5 empty] | Details |  |  |  | CUT Model from a Cyprus pilot building stock / Source: CUT investigation results | Housing Stock of the Cyprus Land Development Corporation (CLDC) | Housing Stock of the Cyprus Land Development Corporation (CLDC) | Housing Stock of the Cyprus Land Development Corporation (CLDC) | Housing Stock of the Cyprus Land Development Corporation (CLDC) | Housing Stock of the Cyprus Land Development Corporation (CLDC) | Housing Stock of the Cyprus Land Development Corporation (CLDC) | Housing Stock of the Cyprus Land Development Corporation (CLDC) | Housing Stock of the Cyprus Land Development Corporation (CLDC) | Housing Stock of the Cyprus Land Development Corporation (CLDC) | Housing Stock of the Cyprus Land Development Corporation (CLDC) | Housing Stock of the Cyprus Land Development Corporation (CLDC) | Housing Stock of the Cyprus Land Development Corporation (CLDC) | Housing Stock of the Cyprus Land Development Corporation (CLDC) | Housing Stock of the Cyprus Land Development Corporation (CLDC) | Housing Stock of the Cyprus Land Development Corporation (CLDC) | Housing Stock of the Cyprus Land Development Corporation (CLDC) | Housing Stock of the Cyprus Land Development Corporation (CLDC) | Housing Stock of the Cyprus Land Development Corporation (CLDC) | Housing Stock of the Cyprus Land Development Corporation (CLDC) | Housing Stock of the Cyprus Land Development Corporation (CLDC) | Housing Stock of the Cyprus Land Development Corporation (CLDC) | Housing Stock of the Cyprus Land Development Corporation (CLDC)
Annotations to this sheet
[10 empty] | 1 |  | 2 |  | 3 |  | 4 |  | 5 |  | 6 |  | 7 |  | 8 |  | 9 |  | 10
|  |  | Building type / label | [6 empty] | SFHI |  | SFHII |  | THI |  | THIΙ |  | MFHI |  | MFHIΙ
Building size category
Construction time band
|  | General Data | [5 empty] | Total
|  |  | Number of buildings |  |  |  |  | 2258.1818 | 0 | 19.0909 | 0 | 11.8182 | 0 | 896.3636 | 0 | 121.8182 | 0 | 908.1818 | 0 | 300.9091 | 0 | 0 | 0 | 0 | 0 | 0 | 0 | 0 | 0 | 10^0
|  |  | Number of dwellings |  |  |  |  | 2484 | 0 | 21 | 0 | 13 | 0 | 986 | 0 | 134 | 0 | 999 | 0 | 331 | 0 | 0 | 0 | 0 | 0 | 0 | 0 | 0 | 0 | 10^0
|  |  | Floor area national | [6 empty] | 2.52 | 0 | 1.56 | 0 | 114.1788 | 0 | 15.5172 | 0 | 96.0039 | 0 | 31.8091 | 0 | 0 | 0 | 0 | 0 | 0 | 0 | 0 | 0 | 10^3 m²
|  |  | Floor area TABULA |  |  |  |  | 261.589 | 0 | 2.52 | 0 | 1.56 | 0 | 114.1788 | 0 | 15.5172 | 0 | 96.0039 | 0 | 31.8091 | 0 | 0 | 0 | 0 | 0 | 0 | 0 | 0 | 0 | 10^3 m²
Building Insulation
Original state / not refurbished fraction of the envelope area
U-values of the original state
|  |  |  | Roof | [5 empty] | 3.42 |  | 0.77 |  | 3.42 |  | 0.77 |  | 3.42 |  | 0.77 |  | 0 |  | 0 |  | 0 |  | 0 |  | W/(m²K)
|  |  |  | Wall | [5 empty] | 1.389 |  | 0.82 |  | 1.389 |  | 0.82 |  | 1.389 |  | 0.82 |  | 0 |  | 0 |  | 0 |  | 0 |  | W/(m²K)
|  |  |  | Window | [5 empty] | 5.7805 |  | 2.3456 |  | 5.7695 |  | 2.3472 |  | 6.1 |  | 2.3 |  | 0 |  | 0 |  | 0 |  | 0 |  | W/(m²K)
|  |  |  | Floor | [5 empty] | 0.91 |  | 0.91 |  | 0.99504 |  | 0.99504 |  | 2.1166 |  | 2.1166 |  | 0 |  | 0 |  | 0 |  | 0 |  | W/(m²K)
Refubishments (averages)
Refurbished fraction of envelope areas
|  |  |  | Roof | [5 empty] | 0% |  | 0% |  | 41.18% |  | 0% |  | 0% |  | 0% |  | 0% |  | 0% |  | 0% |  | 0%
|  |  |  | Wall | [5 empty] | 0% |  | 0% |  | 0% |  | 0% |  | 0% |  | 0% |  | 0% |  | 0% |  | 0% |  | 0%
|  |  |  | Window | [5 empty] | 40.89% |  | 0% |  | 40.75% |  | 0% |  | 91.18% |  | 0% |  | 0% |  | 0% |  | 0% |  | 0%
|  |  |  | Floor | [5 empty] | 0% |  | 0% |  | 0% |  | 0% |  | 0% |  | 0% |  | 0% |  | 0% |  | 0% |  | 0%
|  |  |  | Total (indicative) | [5 empty] | 3.091% |  | 0% |  | 13.3% |  | 0% |  | 7.863% |  | 0% |  | 0% |  | 0% |  | 0% |  | 0%
U-values of the refurbished fraction (averages)
|  |  |  | Roof | [5 empty] | 0 |  | 0 |  | 0.78864 |  | 0 |  | 0 |  | 0 |  | 0 |  | 0 |  | 0 |  | 0 |  | W/(m²K)
|  |  |  | Wall | [5 empty] | 0 |  | 0 |  | 0 |  | 0 |  | 0 |  | 0 |  | 0 |  | 0 |  | 0 |  | 0 |  | W/(m²K)
|  |  |  | Window | [5 empty] | 3.2 |  | 0 |  | 3.2 |  | 0 |  | 3.2 |  | 0 |  | 0 |  | 0 |  | 0 |  | 0 |  | W/(m²K)
|  |  |  | Floor | [5 empty] | 0 |  | 0 |  | 0 |  | 0 |  | 0 |  | 0 |  | 0 |  | 0 |  | 0 |  | 0 |  | W/(m²K)
Main Heat Supply Systems
Ventilation Systems with Heat Recovery
|  |  |  | Occurances | [5 empty] | 0% | 0% | 0% | 0% | 0% | 0% | 0% | 0% | 0% | 0% | 0% | 0% | 0% | 0% | 0% | 0% | 0% | 0% | 0% | 0%
Heating Systems
Occurances or Fractions of Produced Heat
|  |  | 1 | El |  | E_Immersion |  |  | C | 14.54% | 0% | 0% | 0% | 14.54% | 0% | 0% | 0% | 24.65% | 0% | 0% | 0% |  | 0% |  | 0% |  | 0% |  | 0%
|  |  | 2 | El |  | E_Immersion |  |  | C | 0% | 0% | 2.675% | 0% | 0% | 0% | 2.675% | 0% | 0% | 0% | 0% | 0% |  | 0% |  | 0% |  | 0% |  | 0%
|  |  | 3 | Oil |  | B_NC_CT |  |  | C | 0% | 0% | 0% | 0% | 0% | 0% | 0% | 0% | 8.519% | 0% | 0% | 0% |  | 0% |  | 0% |  | 0% |  | 0%
|  |  | 4 | Gas |  | B_NC_CT |  |  | C | 0% | 0% | 1.898% | 0% | 0% | 0% | 1.899% | 0% | 0% | 0% | 0% | 0% |  | 0% |  | 0% |  | 0% |  | 0%
|  |  | 5 | El |  | E |  |  | D | 1.003% | 0% | 0% | 0% | 1.003% | 0% | 0% | 0% | 0% | 0% | 0% | 0% |  | 0% |  | 0% |  | 0% |  | 0%
|  |  | 6 | El |  | E_SH |  |  | D | 0% | 0% | 29.95% | 0% | 0% | 0% | 29.95% | 0% | 14.81% | 0% | 0% | 0% |  | 0% |  | 0% |  | 0% |  | 0%
|  |  | 7 | El |  | E_Immersion |  |  | D | 34.6% | 0% | 24.46% | 0% | 34.6% | 0% | 24.46% | 0% | 24.65% | 0% | 50.84% | 0% |  | 0% |  | 0% |  | 0% |  | 0%
|  |  | 8 | Oil |  | Stove_L |  |  | D | 4.434% | 0% | 13.73% | 0% | 4.433% | 0% | 13.73% | 0% | 0% | 0% | 17.75% | 0% |  | 0% |  | 0% |  | 0% |  | 0%
|  |  | 9 | Gas |  | Stove |  |  | D | 18.05% | 0% | 0% | 0% | 18.05% | 0% | 0% | 0% | 27.37% | 0% | 0% | 0% |  | 0% |  | 0% |  | 0% |  | 0%
|  |  | 10 | Gas |  | G_SH |  |  | D | 0% | 0% | 8.331% | 0% | 0% | 0% | 8.334% | 0% | 0% | 0% | 31.41% | 0% |  | 0% |  | 0% |  | 0% |  | 0%
|  |  | 11 | Bio_Wood |  | OpenFire |  |  | D | 27.38% | 0% | 0% | 0% | 27.38% | 0% | 0% | 0% | 0% | 0% | 0% | 0% |  | 0% |  | 0% |  | 0% |  | 0%
|  |  | 12 | Bio_Wood |  | OpenFire |  |  | D | 0% | 0% | 18.96% | 0% | 0% | 0% | 18.96% | 0% | 0% | 0% | 0% | 0% |  | 0% |  | 0% |  | 0% |  | 0%
|  |  | 13 | [7 empty] | 0% |  | 0% |  | 0% |  | 0% |  | 0% |  | 0% |  | 0% |  | 0% |  | 0% |  | 0%
|  |  | 14 | [7 empty] | 0% |  | 0% |  | 0% |  | 0% |  | 0% |  | 0% |  | 0% |  | 0% |  | 0% |  | 0%
|  |  | 15 | [7 empty] | 0% |  | 0% |  | 0% |  | 0% |  | 0% |  | 0% |  | 0% |  | 0% |  | 0% |  | 0%
|  |  | 16 | [7 empty] | 0% |  | 0% |  | 0% |  | 0% |  | 0% |  | 0% |  | 0% |  | 0% |  | 0% |  | 0%
|  |  | 17 | [7 empty] | 0% |  | 0% |  | 0% |  | 0% |  | 0% |  | 0% |  | 0% |  | 0% |  | 0% |  | 0%
|  |  | 18 | [7 empty] | 0% |  | 0% |  | 0% |  | 0% |  | 0% |  | 0% |  | 0% |  | 0% |  | 0% |  | 0%
|  |  | 19 | [7 empty] | 0% |  | 0% |  | 0% |  | 0% |  | 0% |  | 0% |  | 0% |  | 0% |  | 0% |  | 0%
|  |  | 20 | [7 empty] | 0% |  | 0% |  | 0% |  | 0% |  | 0% |  | 0% |  | 0% |  | 0% |  | 0% |  | 0%
|  |  |  | Sum | [5 empty] | 100% | 0% | 100% | 0% | 100% | 0% | 100% | 0% | 100% | 0% | 100% | 0% |  | 0% |  | 0% |  | 0% |  | 0%
[5 empty] | thereof |  | central |  |  | 14.54% | 0% | 4.573% | 0% | 14.54% | 0% | 4.574% | 0% | 33.17% | 0% | 0% | 0% | 0% | 0% | 0% | 0% | 0% | 0% | 0% | 0%
[7 empty] | decentral |  |  | 85.46% | 0% | 95.43% | 0% | 85.46% | 0% | 95.43% | 0% | 66.83% | 0% | 100% | 0% | 0% | 0% | 0% | 0% | 0% | 0% | 0% | 0%
|  |  |  | Other Systems | [5 empty] | 1.11e-14% | 0% | 0% | 0% | 1.11e-14% | 0% | 0% | 0% | 0% | 0% | 0% | 0% |  | 0% |  | 0% |  | 0% |  | 0%
DHW Systems
Occurances or Fractions of Produced Heat
|  |  | 1 | - |  | Solar |  |  | C | 80% | 0% | 80% | 0% | 80% | 0% | 80% | 0% | 80% | 0% | 80% | 0% |  | 0% |  | 0% |  | 0% |  | 0%
|  |  | 2 | El |  | E_Immersion |  |  | C | 20% | 0% | 20% | 0% | 20% | 0% | 20% | 0% | 20% | 0% | 20% | 0% |  | 0% |  | 0% |  | 0% |  | 0%
|  |  | 3 | [7 empty] | 0% |  | 0% |  | 0% |  | 0% |  | 0% |  | 0% |  | 0% |  | 0% |  | 0% |  | 0%
|  |  | 4 | [7 empty] | 0% |  | 0% |  | 0% |  | 0% |  | 0% |  | 0% |  | 0% |  | 0% |  | 0% |  | 0%
|  |  | 5 | [7 empty] | 0% |  | 0% |  | 0% |  | 0% |  | 0% |  | 0% |  | 0% |  | 0% |  | 0% |  | 0%
|  |  | 6 | [7 empty] | 0% |  | 0% |  | 0% |  | 0% |  | 0% |  | 0% |  | 0% |  | 0% |  | 0% |  | 0%
|  |  | 7 | [7 empty] | 0% |  | 0% |  | 0% |  | 0% |  | 0% |  | 0% |  | 0% |  | 0% |  | 0% |  | 0%
|  |  | 8 | [7 empty] | 0% |  | 0% |  | 0% |  | 0% |  | 0% |  | 0% |  | 0% |  | 0% |  | 0% |  | 0%
|  |  | 9 | [7 empty] | 0% |  | 0% |  | 0% |  | 0% |  | 0% |  | 0% |  | 0% |  | 0% |  | 0% |  | 0%
|  |  | 10 | [7 empty] | 0% |  | 0% |  | 0% |  | 0% |  | 0% |  | 0% |  | 0% |  | 0% |  | 0% |  | 0%
|  |  | 11 | [7 empty] | 0% |  | 0% |  | 0% |  | 0% |  | 0% |  | 0% |  | 0% |  | 0% |  | 0% |  | 0%
|  |  | 12 | [7 empty] | 0% |  | 0% |  | 0% |  | 0% |  | 0% |  | 0% |  | 0% |  | 0% |  | 0% |  | 0%
|  |  | 13 | [7 empty] | 0% |  | 0% |  | 0% |  | 0% |  | 0% |  | 0% |  | 0% |  | 0% |  | 0% |  | 0%
|  |  | 14 | [7 empty] | 0% |  | 0% |  | 0% |  | 0% |  | 0% |  | 0% |  | 0% |  | 0% |  | 0% |  | 0%
|  |  | 15 | [7 empty] | 0% |  | 0% |  | 0% |  | 0% |  | 0% |  | 0% |  | 0% |  | 0% |  | 0% |  | 0%
|  |  | 16 | [7 empty] | 0% |  | 0% |  | 0% |  | 0% |  | 0% |  | 0% |  | 0% |  | 0% |  | 0% |  | 0%
|  |  | 17 | [7 empty] | 0% |  | 0% |  | 0% |  | 0% |  | 0% |  | 0% |  | 0% |  | 0% |  | 0% |  | 0%
|  |  | 18 | [7 empty] | 0% |  | 0% |  | 0% |  | 0% |  | 0% |  | 0% |  | 0% |  | 0% |  | 0% |  | 0%
|  |  | 19 | [7 empty] | 0% |  | 0% |  | 0% |  | 0% |  | 0% |  | 0% |  | 0% |  | 0% |  | 0% |  | 0%
|  |  | 20 | [7 empty] | 0% |  | 0% |  | 0% |  | 0% |  | 0% |  | 0% |  | 0% |  | 0% |  | 0% |  | 0%
|  |  |  | Sum | [5 empty] | 100% | 0% | 100% | 0% | 100% | 0% | 100% | 0% | 100% | 0% | 100% | 0% |  | 0% |  | 0% |  | 0% |  | 0%
[5 empty] | thereof |  | central |  |  | 100% | 0% | 100% | 0% | 100% | 0% | 100% | 0% | 100% | 0% | 100% | 0% | 0% | 0% | 0% | 0% | 0% | 0% | 0% | 0%
[7 empty] | decentral |  |  | 0% | 0% | 0% | 0% | 0% | 0% | 0% | 0% | 0% | 0% | 0% | 0% | 0% | 0% | 0% | 0% | 0% | 0% | 0% | 0%
|  |  |  | Other Systems | [5 empty] | 0% | 0% | 0% | 0% | 0% | 0% | 0% | 0% | 0% | 0% | 0% | 0% |  | 0% |  | 0% |  | 0% |  | 0%
|  | Energy Balance | [16 empty] | All energy quantities in | MWh/a |  |  |  | Heating + DHW
[8 empty] | fuels related to |  |  | gross | 0% | calorific value
[28 empty] | Total |  | per m²
|  |  | Net heat need |  |  |  |  | 130.4749 |  | 45.2198 |  | 5186.1878 |  | 423.0599 |  | 2637.2054 |  | 713.1322 |  | 0 |  | 0 |  | 0 |  | 0 |  | 9135.28 |  | 34.9223
|  |  | Produced heat |  |  |  |  | 141.5251 |  | 51.36 |  | 5686.8618 |  | 484.1356 |  | 3214.1888 |  | 834.0068 |  | 0 |  | 0 |  | 0 |  | 0 |  | 10412.0781 |  | 39.8032
|  |  | Gas |  |  |  | 1 | 29.8784 |  | 1.4475 |  | 1084.0592 |  | 11.5355 |  | 498.3466 |  | 20.0397 |  | 0 |  | 0 |  | 0 |  | 0 |  | 1645.307 |  | 6.2897
|  |  | Oil |  |  |  | 1 | 7.3395 |  | 3.8165 |  | 266.265 |  | 30.4028 |  | 102.417 |  | 22.6481 |  | 0 |  | 0 |  | 0 |  | 0 |  | 432.8889 |  | 1.6548
|  |  | Coal |  |  |  | 1 | 0 |  | 0 |  | 0 |  | 0 |  | 0 |  | 0 |  | 0 |  | 0 |  | 0 |  | 0 |  | 0 |  | 0
|  |  | Bio |  |  |  | 1 | 53.682 |  | 4.2724 |  | 1947.6163 |  | 34.0339 |  | 0 |  | 0 |  | 0 |  | 0 |  | 0 |  | 0 |  | 2039.6046 |  | 7.797
|  |  | DH |  |  |  |  | 0 |  | 0 |  | 0 |  | 0 |  | 0 |  | 0 |  | 0 |  | 0 |  | 0 |  | 0 |  | 0 |  | 0
|  |  | El |  |  |  |  | 52.8923 |  | 12.9577 |  | 2032.7252 |  | 118.6662 |  | 964.3304 |  | 190.5365 |  | 0 |  | 0 |  | 0 |  | 0 |  | 3372.1082 |  | 12.8909
|  |  | Other / not specified |  |  |  |  | 0 |  | 0 |  | 0 |  | 0 |  | 0 |  | 0 |  | 0 |  | 0 |  | 0 |  | 0 |  | 0 |  | 0
|  |  | Sum final energy |  |  |  |  | 143.7922 |  | 22.4941 |  | 5330.6656 |  | 194.6384 |  | 1565.094 |  | 233.2243 |  | 0 |  | 0 |  | 0 |  | 0 |  | 7489.9087 |  | 28.6324
|  |  | per m² |  |  |  |  | 57.0604 |  | 14.4193 |  | 46.687 |  | 12.5434 |  | 16.3024 |  | 7.332
|  |  | CHP electr. production |  |  |  |  | 0 |  | 0 |  | 0 |  | 0 |  | 0 |  | 0 |  | 0 |  | 0 |  | 0 |  | 0 |  | 0 |  | 0
| Version: |  | 2016-01-21
| TABULA Average Buildings | [29 empty] | EPISCOPE Monitoring Indicators
[5 empty] | Building Stock |  |  |  | CZ | Local |  |  | Residential building stock of Havířov, Czech Republic | [15 empty] | Year | 2015
[5 empty] | Details |  |  |  | STU-K model, existing state 2015 | Residential building stock of Havířov, Czech Republic | Residential building stock of Havířov, Czech Republic | Residential building stock of Havířov, Czech Republic | Residential building stock of Havířov, Czech Republic | Residential building stock of Havířov, Czech Republic | Residential building stock of Havířov, Czech Republic | Residential building stock of Havířov, Czech Republic | Residential building stock of Havířov, Czech Republic | Residential building stock of Havířov, Czech Republic | Residential building stock of Havířov, Czech Republic | Residential building stock of Havířov, Czech Republic | Residential building stock of Havířov, Czech Republic | Residential building stock of Havířov, Czech Republic | Residential building stock of Havířov, Czech Republic | Residential building stock of Havířov, Czech Republic | Residential building stock of Havířov, Czech Republic | Residential building stock of Havířov, Czech Republic | Residential building stock of Havířov, Czech Republic | Residential building stock of Havířov, Czech Republic | Residential building stock of Havířov, Czech Republic | Residential building stock of Havířov, Czech Republic | Residential building stock of Havířov, Czech Republic
Annotations to this sheet
[10 empty] | 1 |  | 2 |  | 3 |  | 4 |  | 5 |  | 6 |  | 7 |  | 8 |  | 9 |  | 10
Building type / label
Building size category
Construction time band
|  | General Data | [5 empty] | Total
|  |  | Number of buildings |  |  |  |  | 224.9998 | 0 | 35.9998 | 0 | 32.9999 | 0 | 7.9999 | 0 | 29.9999 | 0 | 62 | 0 | 56.0001 | 0 | 0 | 0 | 0 | 0 | 0 | 0 | 0 | 0 | 10^0
|  |  | Number of dwellings |  |  |  |  | 7577 | 0 | 756 | 0 | 1356 | 0 | 84 | 0 | 959 | 0 | 2740 | 0 | 1682 | 0 | 0 | 0 | 0 | 0 | 0 | 0 | 0 | 0 | 10^0
|  |  | Floor area national | [6 empty] | 37.3769 | 0 | 68.8649 | 0 | 4.9244 | 0 | 49.6721 | 0 | 128.8522 | 0 | 88.4091 | 0 | 0 | 0 | 0 | 0 | 0 | 0 | 0 | 0 | 10^3 m²
|  |  | Floor area TABULA |  |  |  |  | 415.9094 | 0 | 41.1145 | 0 | 75.7514 | 0 | 5.4168 | 0 | 54.6393 | 0 | 141.7374 | 0 | 97.25 | 0 | 0 | 0 | 0 | 0 | 0 | 0 | 0 | 0 | 10^3 m²
Building Insulation
Original state / not refurbished fraction of the envelope area
U-values of the original state
|  |  |  | Roof | [5 empty] | 1 |  | 0.8 |  | 0.5 |  | 1 |  | 0.8 |  | 0.5 |  | 0 |  | 0 |  | 0 |  | 0 |  | W/(m²K)
|  |  |  | Wall | [5 empty] | 1.4 |  | 1.2 |  | 0.8 |  | 1.4 |  | 1.2 |  | 0.8 |  | 0 |  | 0 |  | 0 |  | 0 |  | W/(m²K)
|  |  |  | Window | [5 empty] | 2.7 |  | 2.8 |  | 2.8 |  | 2.7 |  | 2.8 |  | 2.8 |  | 0 |  | 0 |  | 0 |  | 0 |  | W/(m²K)
|  |  |  | Floor | [5 empty] | 1.1 |  | 1 |  | 0.9 |  | 1.1 |  | 1 |  | 0.9 |  | 0 |  | 0 |  | 0 |  | 0 |  | W/(m²K)
Refubishments (averages)
Refurbished fraction of envelope areas
|  |  |  | Roof | [5 empty] | 4.2% |  | 42% |  | 28.6% |  | 7.9% |  | 64.8% |  | 36.3% |  | 0% |  | 0% |  | 0% |  | 0%
|  |  |  | Wall | [5 empty] | 4.2% |  | 42% |  | 28.6% |  | 7.9% |  | 64.8% |  | 36.3% |  | 0% |  | 0% |  | 0% |  | 0%
|  |  |  | Window | [5 empty] | 47.4% |  | 56.9% |  | 28.6% |  | 30.4% |  | 74% |  | 54.6% |  | 0% |  | 0% |  | 0% |  | 0%
|  |  |  | Floor | [5 empty] | 4.2% |  | 42% |  | 28.6% |  | 7.9% |  | 64.8% |  | 36.3% |  | 0% |  | 0% |  | 0% |  | 0%
|  |  |  | Total (indicative) | [5 empty] | 8.24% |  | 44.22% |  | 28.6% |  | 10.74% |  | 66.41% |  | 39.81% |  | 0% |  | 0% |  | 0% |  | 0%
U-values of the refurbished fraction (averages)
|  |  |  | Roof | [5 empty] | 0.2963 |  | 0.23529 |  | 0.2 |  | 0.2963 |  | 0.23529 |  | 0.2 |  | 0 |  | 0 |  | 0 |  | 0 |  | W/(m²K)
|  |  |  | Wall | [5 empty] | 0.29947 |  | 0.25263 |  | 0.22857 |  | 0.29947 |  | 0.25263 |  | 0.22857 |  | 0 |  | 0 |  | 0 |  | 0 |  | W/(m²K)
|  |  |  | Window | [5 empty] | 1.1 |  | 1.3 |  | 1.3 |  | 1.1 |  | 1.3 |  | 1.3 |  | 0 |  | 0 |  | 0 |  | 0 |  | W/(m²K)
|  |  |  | Floor | [5 empty] | 0.3045 |  | 0.27586 |  | 0.26766 |  | 0.3045 |  | 0.27586 |  | 0.26766 |  | 0 |  | 0 |  | 0 |  | 0 |  | W/(m²K)
Main Heat Supply Systems
Ventilation Systems with Heat Recovery
|  |  |  | Occurances | [5 empty] | 0% | 0% | 0% | 0% | 0% | 0% | 0% | 0% | 0% | 0% | 0% | 0% | 0% | 0% | 0% | 0% | 0% | 0% | 0% | 0%
Heating Systems
Occurances or Fractions of Produced Heat
|  |  | 1 | DH |  | TS |  |  | C | 100% | 0% | 100% | 0% | 100% | 0% | 100% | 0% | 100% | 0% | 100% | 0% |  | 0% |  | 0% |  | 0% |  | 0%
|  |  | 2 | [7 empty] | 0% |  | 0% |  | 0% |  | 0% |  | 0% |  | 0% |  | 0% |  | 0% |  | 0% |  | 0%
|  |  | 3 | [7 empty] | 0% |  | 0% |  | 0% |  | 0% |  | 0% |  | 0% |  | 0% |  | 0% |  | 0% |  | 0%
|  |  | 4 | [7 empty] | 0% |  | 0% |  | 0% |  | 0% |  | 0% |  | 0% |  | 0% |  | 0% |  | 0% |  | 0%
|  |  | 5 | [7 empty] | 0% |  | 0% |  | 0% |  | 0% |  | 0% |  | 0% |  | 0% |  | 0% |  | 0% |  | 0%
|  |  | 6 | [7 empty] | 0% |  | 0% |  | 0% |  | 0% |  | 0% |  | 0% |  | 0% |  | 0% |  | 0% |  | 0%
|  |  | 7 | [7 empty] | 0% |  | 0% |  | 0% |  | 0% |  | 0% |  | 0% |  | 0% |  | 0% |  | 0% |  | 0%
|  |  | 8 | [7 empty] | 0% |  | 0% |  | 0% |  | 0% |  | 0% |  | 0% |  | 0% |  | 0% |  | 0% |  | 0%
|  |  | 9 | [7 empty] | 0% |  | 0% |  | 0% |  | 0% |  | 0% |  | 0% |  | 0% |  | 0% |  | 0% |  | 0%
|  |  | 10 | [7 empty] | 0% |  | 0% |  | 0% |  | 0% |  | 0% |  | 0% |  | 0% |  | 0% |  | 0% |  | 0%
|  |  | 11 | [7 empty] | 0% |  | 0% |  | 0% |  | 0% |  | 0% |  | 0% |  | 0% |  | 0% |  | 0% |  | 0%
|  |  | 12 | [7 empty] | 0% |  | 0% |  | 0% |  | 0% |  | 0% |  | 0% |  | 0% |  | 0% |  | 0% |  | 0%
|  |  | 13 | [7 empty] | 0% |  | 0% |  | 0% |  | 0% |  | 0% |  | 0% |  | 0% |  | 0% |  | 0% |  | 0%
|  |  | 14 | [7 empty] | 0% |  | 0% |  | 0% |  | 0% |  | 0% |  | 0% |  | 0% |  | 0% |  | 0% |  | 0%
|  |  | 15 | [7 empty] | 0% |  | 0% |  | 0% |  | 0% |  | 0% |  | 0% |  | 0% |  | 0% |  | 0% |  | 0%
|  |  | 16 | [7 empty] | 0% |  | 0% |  | 0% |  | 0% |  | 0% |  | 0% |  | 0% |  | 0% |  | 0% |  | 0%
|  |  | 17 | [7 empty] | 0% |  | 0% |  | 0% |  | 0% |  | 0% |  | 0% |  | 0% |  | 0% |  | 0% |  | 0%
|  |  | 18 | [7 empty] | 0% |  | 0% |  | 0% |  | 0% |  | 0% |  | 0% |  | 0% |  | 0% |  | 0% |  | 0%
|  |  | 19 | [7 empty] | 0% |  | 0% |  | 0% |  | 0% |  | 0% |  | 0% |  | 0% |  | 0% |  | 0% |  | 0%
|  |  | 20 | [7 empty] | 0% |  | 0% |  | 0% |  | 0% |  | 0% |  | 0% |  | 0% |  | 0% |  | 0% |  | 0%
|  |  |  | Sum | [5 empty] | 100% | 0% | 100% | 0% | 100% | 0% | 100% | 0% | 100% | 0% | 100% | 0% |  | 0% |  | 0% |  | 0% |  | 0%
[5 empty] | thereof |  | central |  |  | 100% | 0% | 100% | 0% | 100% | 0% | 100% | 0% | 100% | 0% | 100% | 0% | 0% | 0% | 0% | 0% | 0% | 0% | 0% | 0%
[7 empty] | decentral |  |  | 0% | 0% | 0% | 0% | 0% | 0% | 0% | 0% | 0% | 0% | 0% | 0% | 0% | 0% | 0% | 0% | 0% | 0% | 0% | 0%
|  |  |  | Other Systems | [5 empty] | 0% | 0% | 0% | 0% | 0% | 0% | 0% | 0% | 0% | 0% | 0% | 0% |  | 0% |  | 0% |  | 0% |  | 0%
DHW Systems
Occurances or Fractions of Produced Heat
|  |  | 1 | DH |  | TS |  |  | C | 100% | 0% | 100% | 0% | 100% | 0% | 100% | 0% | 100% | 0% | 100% | 0% |  | 0% |  | 0% |  | 0% |  | 0%
|  |  | 2 | [7 empty] | 0% |  | 0% |  | 0% |  | 0% |  | 0% |  | 0% |  | 0% |  | 0% |  | 0% |  | 0%
|  |  | 3 | [7 empty] | 0% |  | 0% |  | 0% |  | 0% |  | 0% |  | 0% |  | 0% |  | 0% |  | 0% |  | 0%
|  |  | 4 | [7 empty] | 0% |  | 0% |  | 0% |  | 0% |  | 0% |  | 0% |  | 0% |  | 0% |  | 0% |  | 0%
|  |  | 5 | [7 empty] | 0% |  | 0% |  | 0% |  | 0% |  | 0% |  | 0% |  | 0% |  | 0% |  | 0% |  | 0%
|  |  | 6 | [7 empty] | 0% |  | 0% |  | 0% |  | 0% |  | 0% |  | 0% |  | 0% |  | 0% |  | 0% |  | 0%
|  |  | 7 | [7 empty] | 0% |  | 0% |  | 0% |  | 0% |  | 0% |  | 0% |  | 0% |  | 0% |  | 0% |  | 0%
|  |  | 8 | [7 empty] | 0% |  | 0% |  | 0% |  | 0% |  | 0% |  | 0% |  | 0% |  | 0% |  | 0% |  | 0%
|  |  | 9 | [7 empty] | 0% |  | 0% |  | 0% |  | 0% |  | 0% |  | 0% |  | 0% |  | 0% |  | 0% |  | 0%
|  |  | 10 | [7 empty] | 0% |  | 0% |  | 0% |  | 0% |  | 0% |  | 0% |  | 0% |  | 0% |  | 0% |  | 0%
|  |  | 11 | [7 empty] | 0% |  | 0% |  | 0% |  | 0% |  | 0% |  | 0% |  | 0% |  | 0% |  | 0% |  | 0%
|  |  | 12 | [7 empty] | 0% |  | 0% |  | 0% |  | 0% |  | 0% |  | 0% |  | 0% |  | 0% |  | 0% |  | 0%
|  |  | 13 | [7 empty] | 0% |  | 0% |  | 0% |  | 0% |  | 0% |  | 0% |  | 0% |  | 0% |  | 0% |  | 0%
|  |  | 14 | [7 empty] | 0% |  | 0% |  | 0% |  | 0% |  | 0% |  | 0% |  | 0% |  | 0% |  | 0% |  | 0%
|  |  | 15 | [7 empty] | 0% |  | 0% |  | 0% |  | 0% |  | 0% |  | 0% |  | 0% |  | 0% |  | 0% |  | 0%
|  |  | 16 | [7 empty] | 0% |  | 0% |  | 0% |  | 0% |  | 0% |  | 0% |  | 0% |  | 0% |  | 0% |  | 0%
|  |  | 17 | [7 empty] | 0% |  | 0% |  | 0% |  | 0% |  | 0% |  | 0% |  | 0% |  | 0% |  | 0% |  | 0%
|  |  | 18 | [7 empty] | 0% |  | 0% |  | 0% |  | 0% |  | 0% |  | 0% |  | 0% |  | 0% |  | 0% |  | 0%
|  |  | 19 | [7 empty] | 0% |  | 0% |  | 0% |  | 0% |  | 0% |  | 0% |  | 0% |  | 0% |  | 0% |  | 0%
|  |  | 20 | [7 empty] | 0% |  | 0% |  | 0% |  | 0% |  | 0% |  | 0% |  | 0% |  | 0% |  | 0% |  | 0%
|  |  |  | Sum | [5 empty] | 100% | 0% | 100% | 0% | 100% | 0% | 100% | 0% | 100% | 0% | 100% | 0% |  | 0% |  | 0% |  | 0% |  | 0%
[5 empty] | thereof |  | central |  |  | 100% | 0% | 100% | 0% | 100% | 0% | 100% | 0% | 100% | 0% | 100% | 0% | 0% | 0% | 0% | 0% | 0% | 0% | 0% | 0%
[7 empty] | decentral |  |  | 0% | 0% | 0% | 0% | 0% | 0% | 0% | 0% | 0% | 0% | 0% | 0% | 0% | 0% | 0% | 0% | 0% | 0% | 0% | 0%
|  |  |  | Other Systems | [5 empty] | 0% | 0% | 0% | 0% | 0% | 0% | 0% | 0% | 0% | 0% | 0% | 0% |  | 0% |  | 0% |  | 0% |  | 0%
|  | Energy Balance | [16 empty] | All energy quantities in | MWh/a |  |  |  | Heating + DHW
Consumption model for the municipal housing stock of Havířov
[8 empty] | fuels related to |  |  | gross | 0% | calorific value
[28 empty] | Total |  | per m²
|  |  | Net heat need |  |  |  |  | 6018.1597 |  | 9975.2077 |  | 801.8095 |  | 8711.6135 |  | 22025.6786 |  | 13542.419 |  | 0 |  | 0 |  | 0 |  | 0 |  | 61074.8879 |  | 146.8466
|  |  | Produced heat |  |  |  |  | 7080.1878 |  | 11735.5384 |  | 943.3053 |  | 10248.9571 |  | 25912.563 |  | 15932.2576 |  | 0 |  | 0 |  | 0 |  | 0 |  | 71852.8093 |  | 172.7607
|  |  | Gas |  |  |  | 1 | 0 |  | 0 |  | 0 |  | 0 |  | 0 |  | 0 |  | 0 |  | 0 |  | 0 |  | 0 |  | 0 |  | 0
|  |  | Oil |  |  |  | 1 | 0 |  | 0 |  | 0 |  | 0 |  | 0 |  | 0 |  | 0 |  | 0 |  | 0 |  | 0 |  | 0 |  | 0
|  |  | Coal |  |  |  | 1 | 0 |  | 0 |  | 0 |  | 0 |  | 0 |  | 0 |  | 0 |  | 0 |  | 0 |  | 0 |  | 0 |  | 0
|  |  | Bio |  |  |  | 1 | 0 |  | 0 |  | 0 |  | 0 |  | 0 |  | 0 |  | 0 |  | 0 |  | 0 |  | 0 |  | 0 |  | 0
|  |  | DH |  |  |  |  | 7221.7916 |  | 11970.2492 |  | 962.1714 |  | 10453.9363 |  | 26430.8143 |  | 16250.9027 |  | 0 |  | 0 |  | 0 |  | 0 |  | 73289.8655 |  | 176.2159
|  |  | El |  |  |  |  | 0 |  | 0 |  | 0 |  | 0 |  | 0 |  | 0 |  | 0 |  | 0 |  | 0 |  | 0 |  | 0 |  | 0
|  |  | Other / not specified |  |  |  |  | 0 |  | 0 |  | 0 |  | 0 |  | 0 |  | 0 |  | 0 |  | 0 |  | 0 |  | 0 |  | 0 |  | 0
|  |  | Sum final energy |  |  |  |  | 7221.7916 |  | 11970.2492 |  | 962.1714 |  | 10453.9363 |  | 26430.8143 |  | 16250.9027 |  | 0 |  | 0 |  | 0 |  | 0 |  | 73289.8655 |  | 176.2159
|  |  | per m² |  |  |  |  | 175.6507 |  | 158.0202 |  | 177.6273 |  | 191.3263 |  | 186.4773 |  | 167.1044
|  |  | CHP electr. production |  |  |  |  | 0 |  | 0 |  | 0 |  | 0 |  | 0 |  | 0 |  | 0 |  | 0 |  | 0 |  | 0 |  | 0 |  | 0
| Version: |  | 2016-01-21
| TABULA Average Buildings | [29 empty] | EPISCOPE Monitoring Indicators
[5 empty] | Building Stock |  |  |  | DE | National |  |  | German residential building stock | [15 empty] | Year | 2009
[5 empty] | Details |  |  |  | IWU Model, representing the year 2009, elaborated in 2015 / Source: EPISCOPE national report (2015) | German residential building stock | German residential building stock | German residential building stock | German residential building stock | German residential building stock | German residential building stock | German residential building stock | German residential building stock | German residential building stock | German residential building stock | German residential building stock | German residential building stock | German residential building stock | German residential building stock | German residential building stock | German residential building stock | German residential building stock | German residential building stock | German residential building stock | German residential building stock | German residential building stock | German residential building stock
|  |  | Annotations to this sheet | [5 empty] | Simplification: percentages of heat supply systems from national statistics are considered equal to fractions of produced heat
[10 empty] | 1 |  | 2 |  | 3 |  | 4 |  | 5 |  | 6 |  | 7 |  | 8 |  | 9 |  | 10
|  |  | Building type / label | [6 empty] | SUH I |  | SUH II |  | SUH III |  | MUH I |  | MUH II |  | MUH III
|  |  |  | Building size category | [5 empty] | single-unit housing |  | single-unit housing |  | single-unit housing |  | multi-unit housing |  | multi-unit housing |  | multi-unit housing
|  |  |  | Construction time band | [5 empty] | … 1978 |  | 1979 … 1994 |  | 1995 … |  | … 1978 |  | 1979 … 1994 |  | 1995 …
|  | General Data | [5 empty] | Total
|  |  | Number of buildings |  |  |  |  | 18658.5398 | 0 | 9489.7641 | 0 | 3041.0275 | 0 | 2991.9497 | 0 | 2432.4823 | 0 | 407.0494 | 0 | 296.2666 | 0 | 0 | 0 | 0 | 0 | 0 | 0 | 0 | 0 | 10^3
|  |  | Number of dwellings |  |  |  |  | 38584.956 | 0 | 11464.747 | 0 | 3352.076 | 0 | 3127.778 | 0 | 14743.786 | 0 | 3548.405 | 0 | 2348.164 | 0 | 0 | 0 | 0 | 0 | 0 | 0 | 0 | 0 | 10^3
|  |  | Floor area national | [6 empty] | 1268.7815 | 0 | 417.5331 | 0 | 408.9995 | 0 | 1003.1557 | 0 | 247.9338 | 0 | 175.5676 | 0 | 0 | 0 | 0 | 0 | 0 | 0 | 0 | 0 | 10^6 m²
|  |  | Floor area TABULA |  |  |  |  | 3874.1683 | 0 | 1395.6596 | 0 | 459.2864 | 0 | 449.8995 | 0 | 1103.4713 | 0 | 272.7272 | 0 | 193.1244 | 0 | 0 | 0 | 0 | 0 | 0 | 0 | 0 | 0 | 10^6 m²
Building Insulation
Original state / not refurbished fraction of the envelope area
U-values of the original state
|  |  |  | Roof | [5 empty] | 1 |  | 0.44 |  | 0.33 |  | 1.09 |  | 0.45 |  | 0.34 |  | 0 |  | 0 |  | 0 |  | 0 |  | W/(m²K)
|  |  |  | Wall | [5 empty] | 1.4 |  | 0.6 |  | 0.28 |  | 1.35 |  | 0.68 |  | 0.39 |  | 0 |  | 0 |  | 0 |  | 0 |  | W/(m²K)
|  |  |  | Window | [5 empty] | 2.7 |  | 2.7 |  | 1.6 |  | 2.7 |  | 2.7 |  | 1.6 |  | 0 |  | 0 |  | 0 |  | 0 |  | W/(m²K)
|  |  |  | Floor | [5 empty] | 1.24 |  | 0.68 |  | 0.41 |  | 1.45 |  | 0.69 |  | 0.43 |  | 0 |  | 0 |  | 0 |  | 0 |  | W/(m²K)
Refubishments (averages)
Refurbished fraction of envelope areas
|  |  |  | Roof | [5 empty] | 47% |  | 24% |  | 0% |  | 48% |  | 23% |  | 0% |  | 0% |  | 0% |  | 0% |  | 0%
|  |  |  | Wall | [5 empty] | 20% |  | 7% |  | 0% |  | 26% |  | 15% |  | 0% |  | 0% |  | 0% |  | 0% |  | 0%
|  |  |  | Window | [5 empty] | 36% |  | 12% |  | 0% |  | 45% |  | 24% |  | 0% |  | 0% |  | 0% |  | 0% |  | 0%
|  |  |  | Floor | [5 empty] | 10% |  | 3% |  | 0% |  | 11% |  | 7% |  | 0% |  | 0% |  | 0% |  | 0% |  | 0%
|  |  |  | Total (indicative) | [5 empty] | 26.62% |  | 11.54% |  | 0% |  | 30.32% |  | 16.3% |  | 0% |  | 0% |  | 0% |  | 0% |  | 0%
U-values of the refurbished fraction (averages)
|  |  |  | Roof | [5 empty] | 0.27717 |  | 0.27717 |  | 0 |  | 0.27717 |  | 0.27717 |  | 0 |  | 0 |  | 0 |  | 0 |  | 0 |  | W/(m²K)
|  |  |  | Wall | [5 empty] | 0.37244 |  | 0.37244 |  | 0 |  | 0.37244 |  | 0.37244 |  | 0 |  | 0 |  | 0 |  | 0 |  | 0 |  | W/(m²K)
|  |  |  | Window | [5 empty] | 1.6 |  | 1.6 |  | 0 |  | 1.6 |  | 1.6 |  | 0 |  | 0 |  | 0 |  | 0 |  | 0 |  | W/(m²K)
|  |  |  | Floor | [5 empty] | 0.39077 |  | 0.39077 |  | 0 |  | 0.39077 |  | 0.39077 |  | 0 |  | 0 |  | 0 |  | 0 |  | 0 |  | W/(m²K)
Main Heat Supply Systems
Ventilation Systems with Heat Recovery
|  |  |  | Occurances | [5 empty] | 0% | 0% | 0% | 0% | 0% | 0% | 0% | 0% | 0% | 0% | 0% | 0% | 0% | 0% | 0% | 0% | 0% | 0% | 0% | 0%
Heating Systems
Occurances or Fractions of Produced Heat
|  |  | 1 | DH |  | TS |  |  | C | 1.312% | 0% | 2.069% | 0% | 3.198% | 0% | 11.75% | 0% | 21.98% | 0% | 11.29% | 0% |  | 0% |  | 0% |  | 0% |  | 0%
|  |  | 2 | Gas |  | B_NC_LT |  |  | C | 40.85% | 0% | 43.28% | 0% | 58.99% | 0% | 51.4% | 0% | 61.29% | 0% | 75.81% | 0% |  | 0% |  | 0% |  | 0% |  | 0%
|  |  | 3 | Oil |  | B_NC_LT |  |  | C | 36.91% | 0% | 36.53% | 0% | 16.61% | 0% | 25.06% | 0% | 12.57% | 0% | 5.061% | 0% |  | 0% |  | 0% |  | 0% |  | 0%
|  |  | 4 | Bio |  | B_WP |  |  | C | 3.841% | 0% | 2.699% | 0% | 2.577% | 0% | 2.252% | 0% | 0.4951% | 0% | 3.114% | 0% |  | 0% |  | 0% |  | 0% |  | 0%
|  |  | 5 | El |  | HP_Air |  |  | C | 0.9369% | 0% | 1.529% | 0% | 5.42% | 0% | 1.273% | 0% | 0% | 0% | 1.362% | 0% |  | 0% |  | 0% |  | 0% |  | 0%
|  |  | 6 | Gas |  | G_SH |  |  | D | 1.312% | 0% | 0% | 0% | 0% | 0% | 1.175% | 0% | 0.09901% | 0% | 0% | 0% |  | 0% |  | 0% |  | 0% |  | 0%
|  |  | 7 | Oil |  | Stove_L |  |  | D | 1.312% | 0% | 0.2699% | 0% | 0.1777% | 0% | 0.8811% | 0% | 0.09901% | 0% | 0% | 0% |  | 0% |  | 0% |  | 0% |  | 0%
|  |  | 8 | Bio |  | Stove_S |  |  | D | 3.56% | 0% | 0.2699% | 0% | 0.7108% | 0% | 1.273% | 0% | 0% | 0% | 0% | 0% |  | 0% |  | 0% |  | 0% |  | 0%
|  |  | 9 | Coal |  | Stove_S |  |  | D | 0.6558% | 0% | 0% | 0% | 0% | 0% | 0.5874% | 0% | 0% | 0% | 0% | 0% |  | 0% |  | 0% |  | 0% |  | 0%
|  |  | 10 | El |  | E_SH |  |  | D | 2.717% | 0% | 3.329% | 0% | 1.155% | 0% | 2.056% | 0% | 2.475% | 0% | 0.3893% | 0% |  | 0% |  | 0% |  | 0% |  | 0%
|  |  | 11 | Bio_Wood |  | Stove_S |  |  | D | 5.576% | 0% | 8.35% | 0% | 7.164% | 0% | 1.924% | 0% | 0.8% | 0% | 1.141% | 0% |  | 0% |  | 0% |  | 0% |  | 0%
|  |  | 12 | El |  | Vent_Rec |  |  | C | 0.7331% | 0% | 1.677% | 0% | 3.419% | 0% | 0.139% | 0% | 0.1431% | 0% | 0.9674% | 0% |  | 0% |  | 0% |  | 0% |  | 0%
|  |  | 13 | - |  | Solar |  |  | D | 0.00198% | 0% | 0.002965% | 0% | 0.5707% | 0% | 0.03588% | 0% | 0.04409% | 0% | 0.5706% | 0% |  | 0% |  | 0% |  | 0% |  | 0%
|  |  | 14 | [7 empty] | 0% |  | 0% |  | 0% |  | 0% |  | 0% |  | 0% |  | 0% |  | 0% |  | 0% |  | 0%
|  |  | 15 | [7 empty] | 0% |  | 0% |  | 0% |  | 0% |  | 0% |  | 0% |  | 0% |  | 0% |  | 0% |  | 0%
|  |  | 16 | [7 empty] | 0% |  | 0% |  | 0% |  | 0% |  | 0% |  | 0% |  | 0% |  | 0% |  | 0% |  | 0%
|  |  | 17 | [7 empty] | 0% |  | 0% |  | 0% |  | 0% |  | 0% |  | 0% |  | 0% |  | 0% |  | 0% |  | 0%
|  |  | 18 | [7 empty] | 0% |  | 0% |  | 0% |  | 0% |  | 0% |  | 0% |  | 0% |  | 0% |  | 0% |  | 0%
|  |  | 19 | [7 empty] | 0% |  | 0% |  | 0% |  | 0% |  | 0% |  | 0% |  | 0% |  | 0% |  | 0% |  | 0%
|  |  | 20 | [7 empty] | 0% |  | 0% |  | 0% |  | 0% |  | 0% |  | 0% |  | 0% |  | 0% |  | 0% |  | 0%
|  |  |  | Sum | [5 empty] | 99.72% | 0% | 100% | 0% | 100% | 0% | 99.8% | 0% | 100% | 0% | 99.71% | 0% |  | 0% |  | 0% |  | 0% |  | 0%
[5 empty] | thereof |  | central |  |  | 84.58% | 0% | 87.78% | 0% | 90.22% | 0% | 91.87% | 0% | 96.48% | 0% | 97.61% | 0% | 0% | 0% | 0% | 0% | 0% | 0% | 0% | 0%
[7 empty] | decentral |  |  | 15.13% | 0% | 12.22% | 0% | 9.778% | 0% | 7.932% | 0% | 3.517% | 0% | 2.101% | 0% | 0% | 0% | 0% | 0% | 0% | 0% | 0% | 0%
|  |  |  | Other Systems | [5 empty] | 0.2811% | 0% | 1.11e-14% | 0% | -2.22e-14% | 0% | 0.1958% | 0% | 0% | 0% | 0.292% | 0% |  | 0% |  | 0% |  | 0% |  | 0%
DHW Systems
Occurances or Fractions of Produced Heat
|  |  | 1 | DH |  | TS |  |  | C | 1.12% | 0% | 1.931% | 0% | 3.057% | 0% | 8.598% | 0% | 15.68% | 0% | 9.817% | 0% |  | 0% |  | 0% |  | 0% |  | 0%
|  |  | 2 | Gas |  | B_NC_LT |  |  | C | 34.87% | 0% | 40.38% | 0% | 56.38% | 0% | 37.62% | 0% | 43.73% | 0% | 65.93% | 0% |  | 0% |  | 0% |  | 0% |  | 0%
|  |  | 3 | Oil |  | B_NC_LT |  |  | C | 31.51% | 0% | 34.08% | 0% | 15.88% | 0% | 18.34% | 0% | 8.973% | 0% | 4.401% | 0% |  | 0% |  | 0% |  | 0% |  | 0%
|  |  | 4 | Bio |  | B_WP |  |  | C | 3.279% | 0% | 2.518% | 0% | 2.463% | 0% | 1.648% | 0% | 0.3533% | 0% | 2.708% | 0% |  | 0% |  | 0% |  | 0% |  | 0%
|  |  | 5 | El |  | HP_Air |  |  | C | 0.7997% | 0% | 1.427% | 0% | 5.18% | 0% | 0.9314% | 0% | 0% | 0% | 1.185% | 0% |  | 0% |  | 0% |  | 0% |  | 0%
|  |  | 6 | El |  | HP_Cellar |  |  | C | 0.4838% | 0% | 0.4695% | 0% | 0.5461% | 0% | 0% | 0% | 0% | 0% | 0% | 0% |  | 0% |  | 0% |  | 0% |  | 0%
|  |  | 7 | El |  | E_IWH |  |  | D | 18.58% | 0% | 7.887% | 0% | 5.37% | 0% | 25.18% | 0% | 28.76% | 0% | 12.98% | 0% |  | 0% |  | 0% |  | 0% |  | 0%
|  |  | 8 | Gas |  | G_IWH_NC |  |  | D | 2.467% | 0% | 0.2817% | 0% | 0.3641% | 0% | 6.07% | 0% | 0.7961% | 0% | 0.5857% | 0% |  | 0% |  | 0% |  | 0% |  | 0%
|  |  | 9 | Gas |  | G_Tank |  |  | D | 3.629% | 0% | 4.789% | 0% | 1.729% | 0% | 1.095% | 0% | 1.194% | 0% | 0% | 0% |  | 0% |  | 0% |  | 0% |  | 0%
|  |  | 10 | - |  | Solar |  |  | D | 3.24% | 0% | 6.103% | 0% | 8.985% | 0% | 0.4881% | 0% | 0.4903% | 0% | 2.389% | 0% |  | 0% |  | 0% |  | 0% |  | 0%
|  |  | 11 | [7 empty] | 0% |  | 0% |  | 0% |  | 0% |  | 0% |  | 0% |  | 0% |  | 0% |  | 0% |  | 0%
|  |  | 12 | [7 empty] | 0% |  | 0% |  | 0% |  | 0% |  | 0% |  | 0% |  | 0% |  | 0% |  | 0% |  | 0%
|  |  | 13 | [7 empty] | 0% |  | 0% |  | 0% |  | 0% |  | 0% |  | 0% |  | 0% |  | 0% |  | 0% |  | 0%
|  |  | 14 | [7 empty] | 0% |  | 0% |  | 0% |  | 0% |  | 0% |  | 0% |  | 0% |  | 0% |  | 0% |  | 0%
|  |  | 15 | [7 empty] | 0% |  | 0% |  | 0% |  | 0% |  | 0% |  | 0% |  | 0% |  | 0% |  | 0% |  | 0%
|  |  | 16 | [7 empty] | 0% |  | 0% |  | 0% |  | 0% |  | 0% |  | 0% |  | 0% |  | 0% |  | 0% |  | 0%
|  |  | 17 | [7 empty] | 0% |  | 0% |  | 0% |  | 0% |  | 0% |  | 0% |  | 0% |  | 0% |  | 0% |  | 0%
|  |  | 18 | [7 empty] | 0% |  | 0% |  | 0% |  | 0% |  | 0% |  | 0% |  | 0% |  | 0% |  | 0% |  | 0%
|  |  | 19 | [7 empty] | 0% |  | 0% |  | 0% |  | 0% |  | 0% |  | 0% |  | 0% |  | 0% |  | 0% |  | 0%
|  |  | 20 | [7 empty] | 0% |  | 0% |  | 0% |  | 0% |  | 0% |  | 0% |  | 0% |  | 0% |  | 0% |  | 0%
|  |  |  | Sum | [5 empty] | 99.97% | 0% | 99.86% | 0% | 99.96% | 0% | 99.96% | 0% | 99.98% | 0% | 99.99% | 0% |  | 0% |  | 0% |  | 0% |  | 0%
[5 empty] | thereof |  | central |  |  | 72.06% | 0% | 80.8% | 0% | 83.51% | 0% | 67.13% | 0% | 68.74% | 0% | 84.04% | 0% | 0% | 0% | 0% | 0% | 0% | 0% | 0% | 0%
[7 empty] | decentral |  |  | 27.91% | 0% | 19.06% | 0% | 16.45% | 0% | 32.83% | 0% | 31.24% | 0% | 15.96% | 0% | 0% | 0% | 0% | 0% | 0% | 0% | 0% | 0%
|  |  |  | Other Systems | [5 empty] | 0.02733% | 0% | 0.1354% | 0% | 0.04178% | 0% | 0.03582% | 0% | 0.01692% | 0% | 0.006735% | 0% |  | 0% |  | 0% |  | 0% |  | 0%
|  | Energy Balance | [16 empty] | All energy quantities in | GWh/a |  |  |  | Heating + DHW
Output of IWU Model, close to official statistics of sector, but not calibrated
[8 empty] | fuels related to |  |  | gross | 0% | calorific value
[28 empty] | Total |  | per m²
|  |  | Net heat need |  |  |  |  | 228377.1035 |  | 54576.5161 |  | 33100.7015 |  | 133543.7754 |  | 27588.299 |  | 13349.1314 |  | 0 |  | 0 |  | 0 |  | 0 |  | 490535.5268 |  | 126.617
|  |  | Produced heat |  |  |  |  | 258629.5565 |  | 64054.5963 |  | 39497.0379 |  | 155243.2361 |  | 32752.2542 |  | 17029.5355 |  | 0 |  | 0 |  | 0 |  | 0 |  | 567206.2166 |  | 146.4072
|  |  | Gas |  |  |  | 1.087 | 128534.4893 |  | 33174.7844 |  | 27121.9332 |  | 94550.6689 |  | 22751.9907 |  | 14719.2619 |  | 0 |  | 0 |  | 0 |  | 0 |  | 320853.1284 |  | 82.8186
|  |  | Oil |  |  |  | 1.0526 | 111650.7221 |  | 27172.9845 |  | 7572.5876 |  | 44508.8299 |  | 4603.7915 |  | 958.2848 |  | 0 |  | 0 |  | 0 |  | 0 |  | 196467.2004 |  | 50.7121
|  |  | Coal |  |  |  | 1.0526 | 2334.4852 |  | 0 |  | 0 |  | 884.3146 |  | 0 |  | 0 |  | 0 |  | 0 |  | 0 |  | 0 |  | 3218.7998 |  | 0.83084
|  |  | Bio |  |  |  | 1.0526 | 35537.7962 |  | 7791.7033 |  | 4150.9843 |  | 8800.233 |  | 458.8029 |  | 816.9095 |  | 0 |  | 0 |  | 0 |  | 0 |  | 57556.4291 |  | 14.8565
|  |  | DH |  |  |  |  | 3562.9972 |  | 1438.3918 |  | 1491.1306 |  | 18472.3997 |  | 7115.2431 |  | 1948.1367 |  | 0 |  | 0 |  | 0 |  | 0 |  | 34028.2992 |  | 8.7834
|  |  | El |  |  |  |  | 13145.1391 |  | 3401.7489 |  | 2433.2042 |  | 9248.6945 |  | 2221.7613 |  | 899.3943 |  | 0 |  | 0 |  | 0 |  | 0 |  | 31349.9423 |  | 8.092
|  |  | Other / not specified |  |  |  |  | 0 |  | 0 |  | 0 |  | 0 |  | 0 |  | 0 |  | 0 |  | 0 |  | 0 |  | 0 |  | 0 |  | 0
|  |  | Sum final energy |  |  |  |  | 294765.6292 |  | 72979.6129 |  | 42769.84 |  | 176465.1407 |  | 37151.5893 |  | 19341.9873 |  | 0 |  | 0 |  | 0 |  | 0 |  | 643473.7993 |  | 166.0934
|  |  | per m² |  |  |  |  | 211.2017 |  | 158.8978 |  | 95.0653 |  | 159.9182 |  | 136.2225 |  | 100.153
|  |  | CHP electr. production |  |  |  |  | 0 |  | 0 |  | 0 |  | 0 |  | 0 |  | 0 |  | 0 |  | 0 |  | 0 |  | 0 |  | 0 |  | 0
| Version: |  | 2015-11-20 15:33
| TABULA Average Buildings | [29 empty] | EPISCOPE Monitoring Indicators
[5 empty] | Building Stock |  |  |  | DK | Local |  |  | ProjectZero at municipality of Sønderborg, Denmark | [15 empty] | Year | 2015
[5 empty] | Details |  |  |  | Case study ProjectZero at municipality of Sønderborg, SBi model | ProjectZero at municipality of Sønderborg, Denmark | ProjectZero at municipality of Sønderborg, Denmark | ProjectZero at municipality of Sønderborg, Denmark | ProjectZero at municipality of Sønderborg, Denmark | ProjectZero at municipality of Sønderborg, Denmark | ProjectZero at municipality of Sønderborg, Denmark | ProjectZero at municipality of Sønderborg, Denmark | ProjectZero at municipality of Sønderborg, Denmark | ProjectZero at municipality of Sønderborg, Denmark | ProjectZero at municipality of Sønderborg, Denmark | ProjectZero at municipality of Sønderborg, Denmark | ProjectZero at municipality of Sønderborg, Denmark | ProjectZero at municipality of Sønderborg, Denmark | ProjectZero at municipality of Sønderborg, Denmark | ProjectZero at municipality of Sønderborg, Denmark | ProjectZero at municipality of Sønderborg, Denmark | ProjectZero at municipality of Sønderborg, Denmark | ProjectZero at municipality of Sønderborg, Denmark | ProjectZero at municipality of Sønderborg, Denmark | ProjectZero at municipality of Sønderborg, Denmark | ProjectZero at municipality of Sønderborg, Denmark | ProjectZero at municipality of Sønderborg, Denmark
Annotations to this sheet
[10 empty] | 1 |  | 2 |  | 3 |  | 4 |  | 5 |  | 6 |  | 7 |  | 8 |  | 9 |  | 10
|  |  | Building type / label | [6 empty] | SFH I |  | SFH II |  | SFH III |  | MFH I
Building size category
Construction time band
|  | General Data | [5 empty] | Total
|  |  | Number of buildings |  |  |  |  | 363.5139 | 0 | 316.4398 | 0 | 37.0687 | 0 | 3.0054 | 0 | 7 | 0 | 0 | 0 | 0 | 0 | 0 | 0 | 0 | 0 | 0 | 0 | 0 | 0 | 10^0
|  |  | Number of dwellings |  |  |  |  | 387 | 0 | 325 | 0 | 37 | 0 | 3 | 0 | 22 | 0 | 0 | 0 | 0 | 0 | 0 | 0 | 0 | 0 | 0 | 0 | 0 | 0 | 10^0
|  |  | Floor area national | [6 empty] | 52.529 | 0 | 5.931 | 0 | 0.559 | 0 | 2.359 | 0 | 0 | 0 | 0 | 0 | 0 | 0 | 0 | 0 | 0 | 0 | 0 | 0 | 10^3 m²
|  |  | Floor area TABULA |  |  |  |  | 52.1713 | 0 | 44.6497 | 0 | 5.0413 | 0 | 0.47515 | 0 | 2.0051 | 0 | 0 | 0 | 0 | 0 | 0 | 0 | 0 | 0 | 0 | 0 | 0 | 0 | 10^3 m²
Building Insulation
Original state / not refurbished fraction of the envelope area
U-values of the original state
|  |  |  | Roof | [5 empty] | 0.3 |  | 0.2 |  | 0.16 |  | 0.6 |  | 0 |  | 0 |  | 0 |  | 0 |  | 0 |  | 0 |  | W/(m²K)
|  |  |  | Wall | [5 empty] | 0.7 |  | 0.4 |  | 0.35 |  | 1.4 |  | 0 |  | 0 |  | 0 |  | 0 |  | 0 |  | 0 |  | W/(m²K)
|  |  |  | Window | [5 empty] | 2.6 |  | 2.4 |  | 1.8 |  | 2.7 |  | 0 |  | 0 |  | 0 |  | 0 |  | 0 |  | 0 |  | W/(m²K)
|  |  |  | Floor | [5 empty] | 0.35 |  | 0.25 |  | 0.2 |  | 0.6 |  | 0 |  | 0 |  | 0 |  | 0 |  | 0 |  | 0 |  | W/(m²K)
Refubishments (averages)
Refurbished fraction of envelope areas
|  |  |  | Roof | [5 empty] | 0% |  | 0% |  | 0% |  | 0% |  | 0% |  | 0% |  | 0% |  | 0% |  | 0% |  | 0%
|  |  |  | Wall | [5 empty] | 0% |  | 0% |  | 0% |  | 0% |  | 0% |  | 0% |  | 0% |  | 0% |  | 0% |  | 0%
|  |  |  | Window | [5 empty] | 0% |  | 0% |  | 0% |  | 0% |  | 0% |  | 0% |  | 0% |  | 0% |  | 0% |  | 0%
|  |  |  | Floor | [5 empty] | 0% |  | 0% |  | 0% |  | 0% |  | 0% |  | 0% |  | 0% |  | 0% |  | 0% |  | 0%
|  |  |  | Total (indicative) | [5 empty] | 0% |  | 0% |  | 0% |  | 0% |  | 0% |  | 0% |  | 0% |  | 0% |  | 0% |  | 0%
U-values of the refurbished fraction (averages)
|  |  |  | Roof | [5 empty] | 0 |  | 0 |  | 0 |  | 0 |  | 0 |  | 0 |  | 0 |  | 0 |  | 0 |  | 0 |  | W/(m²K)
|  |  |  | Wall | [5 empty] | 0 |  | 0 |  | 0 |  | 0 |  | 0 |  | 0 |  | 0 |  | 0 |  | 0 |  | 0 |  | W/(m²K)
|  |  |  | Window | [5 empty] | 0 |  | 0 |  | 0 |  | 0 |  | 0 |  | 0 |  | 0 |  | 0 |  | 0 |  | 0 |  | W/(m²K)
|  |  |  | Floor | [5 empty] | 0 |  | 0 |  | 0 |  | 0 |  | 0 |  | 0 |  | 0 |  | 0 |  | 0 |  | 0 |  | W/(m²K)
Main Heat Supply Systems
Ventilation Systems with Heat Recovery
|  |  |  | Occurances | [5 empty] | 0% | 0% | 0% | 0% | 0% | 0% | 0% | 0% | 0% | 0% | 0% | 0% | 0% | 0% | 0% | 0% | 0% | 0% | 0% | 0%
Heating Systems
Occurances or Fractions of Produced Heat
|  |  | 1 | DH |  | TS |  |  | C | 40.63% | 0% | 40.2% | 0% | 0% | 0% | 94.78% | 0% |  | 0% |  | 0% |  | 0% |  | 0% |  | 0% |  | 0%
|  |  | 2 | Gas |  | B_NC |  |  | C | 40.76% | 0% | 59.8% | 0% | 56.22% | 0% | 5.225% | 0% |  | 0% |  | 0% |  | 0% |  | 0% |  | 0% |  | 0%
|  |  | 3 | Oil |  | B_NC |  |  | C | 18.62% | 0% | 0% | 0% | 43.78% | 0% | 0% | 0% |  | 0% |  | 0% |  | 0% |  | 0% |  | 0% |  | 0%
|  |  | 4 | [7 empty] | 0% |  | 0% |  | 0% |  | 0% |  | 0% |  | 0% |  | 0% |  | 0% |  | 0% |  | 0%
|  |  | 5 | [7 empty] | 0% |  | 0% |  | 0% |  | 0% |  | 0% |  | 0% |  | 0% |  | 0% |  | 0% |  | 0%
|  |  | 6 | [7 empty] | 0% |  | 0% |  | 0% |  | 0% |  | 0% |  | 0% |  | 0% |  | 0% |  | 0% |  | 0%
|  |  | 7 | [7 empty] | 0% |  | 0% |  | 0% |  | 0% |  | 0% |  | 0% |  | 0% |  | 0% |  | 0% |  | 0%
|  |  | 8 | [7 empty] | 0% |  | 0% |  | 0% |  | 0% |  | 0% |  | 0% |  | 0% |  | 0% |  | 0% |  | 0%
|  |  | 9 | [7 empty] | 0% |  | 0% |  | 0% |  | 0% |  | 0% |  | 0% |  | 0% |  | 0% |  | 0% |  | 0%
|  |  | 10 | [7 empty] | 0% |  | 0% |  | 0% |  | 0% |  | 0% |  | 0% |  | 0% |  | 0% |  | 0% |  | 0%
|  |  | 11 | [7 empty] | 0% |  | 0% |  | 0% |  | 0% |  | 0% |  | 0% |  | 0% |  | 0% |  | 0% |  | 0%
|  |  | 12 | [7 empty] | 0% |  | 0% |  | 0% |  | 0% |  | 0% |  | 0% |  | 0% |  | 0% |  | 0% |  | 0%
|  |  | 13 | [7 empty] | 0% |  | 0% |  | 0% |  | 0% |  | 0% |  | 0% |  | 0% |  | 0% |  | 0% |  | 0%
|  |  | 14 | [7 empty] | 0% |  | 0% |  | 0% |  | 0% |  | 0% |  | 0% |  | 0% |  | 0% |  | 0% |  | 0%
|  |  | 15 | [7 empty] | 0% |  | 0% |  | 0% |  | 0% |  | 0% |  | 0% |  | 0% |  | 0% |  | 0% |  | 0%
|  |  | 16 | [7 empty] | 0% |  | 0% |  | 0% |  | 0% |  | 0% |  | 0% |  | 0% |  | 0% |  | 0% |  | 0%
|  |  | 17 | [7 empty] | 0% |  | 0% |  | 0% |  | 0% |  | 0% |  | 0% |  | 0% |  | 0% |  | 0% |  | 0%
|  |  | 18 | [7 empty] | 0% |  | 0% |  | 0% |  | 0% |  | 0% |  | 0% |  | 0% |  | 0% |  | 0% |  | 0%
|  |  | 19 | [7 empty] | 0% |  | 0% |  | 0% |  | 0% |  | 0% |  | 0% |  | 0% |  | 0% |  | 0% |  | 0%
|  |  | 20 | [7 empty] | 0% |  | 0% |  | 0% |  | 0% |  | 0% |  | 0% |  | 0% |  | 0% |  | 0% |  | 0%
|  |  |  | Sum | [5 empty] | 100% | 0% | 100% | 0% | 100% | 0% | 100% | 0% |  | 0% |  | 0% |  | 0% |  | 0% |  | 0% |  | 0%
[5 empty] | thereof |  | central |  |  | 100% | 0% | 100% | 0% | 100% | 0% | 100% | 0% | 0% | 0% | 0% | 0% | 0% | 0% | 0% | 0% | 0% | 0% | 0% | 0%
[7 empty] | decentral |  |  | 0% | 0% | 0% | 0% | 0% | 0% | 0% | 0% | 0% | 0% | 0% | 0% | 0% | 0% | 0% | 0% | 0% | 0% | 0% | 0%
|  |  |  | Other Systems | [5 empty] | 0% | 0% | 0% | 0% | 0% | 0% | 0% | 0% |  | 0% |  | 0% |  | 0% |  | 0% |  | 0% |  | 0%
DHW Systems
Occurances or Fractions of Produced Heat
|  |  | 1 | DH |  | TS |  |  | C | 40.63% | 0% | 40.2% | 0% | 0% | 0% | 94.78% | 0% |  | 0% |  | 0% |  | 0% |  | 0% |  | 0% |  | 0%
|  |  | 2 | Gas |  | B_NC_CT |  |  | C | 40.76% | 0% | 59.8% | 0% | 56.22% | 0% | 5.225% | 0% |  | 0% |  | 0% |  | 0% |  | 0% |  | 0% |  | 0%
|  |  | 3 | Oil |  | B_NC_CT |  |  | C | 18.62% | 0% | 0% | 0% | 43.78% | 0% | 0% | 0% |  | 0% |  | 0% |  | 0% |  | 0% |  | 0% |  | 0%
|  |  | 4 | [7 empty] | 0% |  | 0% |  | 0% |  | 0% |  | 0% |  | 0% |  | 0% |  | 0% |  | 0% |  | 0%
|  |  | 5 | [7 empty] | 0% |  | 0% |  | 0% |  | 0% |  | 0% |  | 0% |  | 0% |  | 0% |  | 0% |  | 0%
|  |  | 6 | [7 empty] | 0% |  | 0% |  | 0% |  | 0% |  | 0% |  | 0% |  | 0% |  | 0% |  | 0% |  | 0%
|  |  | 7 | [7 empty] | 0% |  | 0% |  | 0% |  | 0% |  | 0% |  | 0% |  | 0% |  | 0% |  | 0% |  | 0%
|  |  | 8 | [7 empty] | 0% |  | 0% |  | 0% |  | 0% |  | 0% |  | 0% |  | 0% |  | 0% |  | 0% |  | 0%
|  |  | 9 | [7 empty] | 0% |  | 0% |  | 0% |  | 0% |  | 0% |  | 0% |  | 0% |  | 0% |  | 0% |  | 0%
|  |  | 10 | [7 empty] | 0% |  | 0% |  | 0% |  | 0% |  | 0% |  | 0% |  | 0% |  | 0% |  | 0% |  | 0%
|  |  | 11 | [7 empty] | 0% |  | 0% |  | 0% |  | 0% |  | 0% |  | 0% |  | 0% |  | 0% |  | 0% |  | 0%
|  |  | 12 | [7 empty] | 0% |  | 0% |  | 0% |  | 0% |  | 0% |  | 0% |  | 0% |  | 0% |  | 0% |  | 0%
|  |  | 13 | [7 empty] | 0% |  | 0% |  | 0% |  | 0% |  | 0% |  | 0% |  | 0% |  | 0% |  | 0% |  | 0%
|  |  | 14 | [7 empty] | 0% |  | 0% |  | 0% |  | 0% |  | 0% |  | 0% |  | 0% |  | 0% |  | 0% |  | 0%
|  |  | 15 | [7 empty] | 0% |  | 0% |  | 0% |  | 0% |  | 0% |  | 0% |  | 0% |  | 0% |  | 0% |  | 0%
|  |  | 16 | [7 empty] | 0% |  | 0% |  | 0% |  | 0% |  | 0% |  | 0% |  | 0% |  | 0% |  | 0% |  | 0%
|  |  | 17 | [7 empty] | 0% |  | 0% |  | 0% |  | 0% |  | 0% |  | 0% |  | 0% |  | 0% |  | 0% |  | 0%
|  |  | 18 | [7 empty] | 0% |  | 0% |  | 0% |  | 0% |  | 0% |  | 0% |  | 0% |  | 0% |  | 0% |  | 0%
|  |  | 19 | [7 empty] | 0% |  | 0% |  | 0% |  | 0% |  | 0% |  | 0% |  | 0% |  | 0% |  | 0% |  | 0%
|  |  | 20 | [7 empty] | 0% |  | 0% |  | 0% |  | 0% |  | 0% |  | 0% |  | 0% |  | 0% |  | 0% |  | 0%
|  |  |  | Sum | [5 empty] | 100% | 0% | 100% | 0% | 100% | 0% | 100% | 0% |  | 0% |  | 0% |  | 0% |  | 0% |  | 0% |  | 0%
[5 empty] | thereof |  | central |  |  | 100% | 0% | 100% | 0% | 100% | 0% | 100% | 0% | 0% | 0% | 0% | 0% | 0% | 0% | 0% | 0% | 0% | 0% | 0% | 0%
[7 empty] | decentral |  |  | 0% | 0% | 0% | 0% | 0% | 0% | 0% | 0% | 0% | 0% | 0% | 0% | 0% | 0% | 0% | 0% | 0% | 0% | 0% | 0%
|  |  |  | Other Systems | [5 empty] | 1.11e-14% | 0% | 0% | 0% | 0% | 0% | 0% | 0% |  | 0% |  | 0% |  | 0% |  | 0% |  | 0% |  | 0%
|  | Energy Balance | [16 empty] | All energy quantities in | MWh/a |  |  |  | Heating + DHW
[8 empty] | fuels related to |  |  | gross | 0% | calorific value
[28 empty] | Total |  | per m²
|  |  | Net heat need |  |  |  |  | 4874.8448 |  | 433.0448 |  | 47.128 |  | 198.9448 |  | 0 |  | 0 |  | 0 |  | 0 |  | 0 |  | 0 |  | 5553.9624 |  | 106.4563
|  |  | Produced heat |  |  |  |  | 5416.4942 |  | 481.1609 |  | 52.3644 |  | 221.0498 |  | 0 |  | 0 |  | 0 |  | 0 |  | 0 |  | 0 |  | 6171.0693 |  | 118.2848
|  |  | Gas |  |  |  | 1.087 | 2599.092 |  | 335.5251 |  | 36.4435 |  | 12.8652 |  | 0 |  | 0 |  | 0 |  | 0 |  | 0 |  | 0 |  | 2983.9258 |  | 57.1948
|  |  | Oil |  |  |  | 1.0526 | 1149.7389 |  | 0 |  | 27.4789 |  | 0 |  | 0 |  | 0 |  | 0 |  | 0 |  | 0 |  | 0 |  | 1177.2179 |  | 22.5645
|  |  | Coal |  |  |  | 1.0526 | 0 |  | 0 |  | 0 |  | 0 |  | 0 |  | 0 |  | 0 |  | 0 |  | 0 |  | 0 |  | 0 |  | 0
|  |  | Bio |  |  |  | 1.0526 | 0 |  | 0 |  | 0 |  | 0 |  | 0 |  | 0 |  | 0 |  | 0 |  | 0 |  | 0 |  | 0 |  | 0
|  |  | DH |  |  |  |  | 2383.706 |  | 207.496 |  | 0 |  | 214.6912 |  | 0 |  | 0 |  | 0 |  | 0 |  | 0 |  | 0 |  | 2805.8932 |  | 53.7823
|  |  | El |  |  |  |  | 0 |  | 0 |  | 0 |  | 0 |  | 0 |  | 0 |  | 0 |  | 0 |  | 0 |  | 0 |  | 0 |  | 0
|  |  | Other / not specified |  |  |  |  | 0 |  | 0 |  | 0 |  | 0 |  | 0 |  | 0 |  | 0 |  | 0 |  | 0 |  | 0 |  | 0 |  | 0
|  |  | Sum final energy |  |  |  |  | 6132.5369 |  | 543.0211 |  | 63.9224 |  | 227.5564 |  | 0 |  | 0 |  | 0 |  | 0 |  | 0 |  | 0 |  | 6967.0369 |  | 133.5416
|  |  | per m² |  |  |  |  | 137.3479 |  | 107.7134 |  | 134.531 |  | 113.486
|  |  | CHP electr. production |  |  |  |  | 0 |  | 0 |  | 0 |  | 0 |  | 0 |  | 0 |  | 0 |  | 0 |  | 0 |  | 0 |  | 0 |  | 0
| Version: |  | 2016-01-21
| TABULA Average Buildings | [29 empty] | EPISCOPE Monitoring Indicators
[5 empty] | Building Stock |  |  |  | DK | National |  |  | Danish residential building stock 2014 | [15 empty] | Year | 2015
[5 empty] | Details |  |  |  | SBi Model of the Danish residential building stock 2014 / Source: Synthesis Report N° 3 (2015) | Danish residential building stock 2014 | Danish residential building stock 2014 | Danish residential building stock 2014 | Danish residential building stock 2014 | Danish residential building stock 2014 | Danish residential building stock 2014 | Danish residential building stock 2014 | Danish residential building stock 2014 | Danish residential building stock 2014 | Danish residential building stock 2014 | Danish residential building stock 2014 | Danish residential building stock 2014 | Danish residential building stock 2014 | Danish residential building stock 2014 | Danish residential building stock 2014 | Danish residential building stock 2014 | Danish residential building stock 2014 | Danish residential building stock 2014 | Danish residential building stock 2014 | Danish residential building stock 2014 | Danish residential building stock 2014 | Danish residential building stock 2014
Annotations to this sheet
[10 empty] | 1 |  | 2 |  | 3 |  | 4 |  | 5 |  | 6 |  | 7 |  | 8 |  | 9 |  | 10
|  |  | Building type / label | [6 empty] | SFH I |  | SFH II |  | SFH III |  | MFH I |  | MFH II |  | MFH III
Building size category
Construction time band
|  | General Data | [5 empty] | Total
|  |  | Number of buildings |  |  |  |  | 1538.0728 | 0 | 1136.3363 | 0 | 207.3444 | 0 | 133.99 | 0 | 45.3929 | 0 | 8.954 | 0 | 6.0552 | 0 | 0 | 0 | 0 | 0 | 0 | 0 | 0 | 0 | 10^3
|  |  | Number of dwellings |  |  |  |  | 1526.284 | 0 | 1110.702 | 0 | 208.806 | 0 | 118.787 | 0 | 74.315 | 0 | 8.647 | 0 | 5.027 | 0 | 0 | 0 | 0 | 0 | 0 | 0 | 0 | 0 | 10^3
|  |  | Floor area national | [6 empty] | 161.5048 | 0 | 31.1479 | 0 | 21.3935 | 0 | 67.9835 | 0 | 7.9577 | 0 | 6.4593 | 0 | 0 | 0 | 0 | 0 | 0 | 0 | 0 | 0 | 10^6 m²
|  |  | Floor area TABULA |  |  |  |  | 251.9796 | 0 | 137.279 | 0 | 26.4757 | 0 | 18.1845 | 0 | 57.786 | 0 | 6.764 | 0 | 5.4904 | 0 | 0 | 0 | 0 | 0 | 0 | 0 | 0 | 0 | 10^6 m²
Building Insulation
Original state / not refurbished fraction of the envelope area
U-values of the original state
|  |  |  | Roof | [5 empty] | 0.3 |  | 0.2 |  | 0.16 |  | 0.6 |  | 0.2 |  | 0.15 |  | 0 |  | 0 |  | 0 |  | 0 |  | W/(m²K)
|  |  |  | Wall | [5 empty] | 0.7 |  | 0.4 |  | 0.35 |  | 1.4 |  | 0.4 |  | 0.2 |  | 0 |  | 0 |  | 0 |  | 0 |  | W/(m²K)
|  |  |  | Window | [5 empty] | 2.6 |  | 2.4 |  | 1.8 |  | 2.7 |  | 2.5 |  | 1.8 |  | 0 |  | 0 |  | 0 |  | 0 |  | W/(m²K)
|  |  |  | Floor | [5 empty] | 0.35 |  | 0.25 |  | 0.2 |  | 0.6 |  | 0.25 |  | 0.2 |  | 0 |  | 0 |  | 0 |  | 0 |  | W/(m²K)
Refubishments (averages)
Refurbished fraction of envelope areas
|  |  |  | Roof | [5 empty] | 0% |  | 0% |  | 0% |  | 0% |  | 0% |  | 0% |  | 0% |  | 0% |  | 0% |  | 0%
|  |  |  | Wall | [5 empty] | 0% |  | 0% |  | 0% |  | 0% |  | 0% |  | 0% |  | 0% |  | 0% |  | 0% |  | 0%
|  |  |  | Window | [5 empty] | 0% |  | 0% |  | 0% |  | 0% |  | 0% |  | 0% |  | 0% |  | 0% |  | 0% |  | 0%
|  |  |  | Floor | [5 empty] | 0% |  | 0% |  | 0% |  | 0% |  | 0% |  | 0% |  | 0% |  | 0% |  | 0% |  | 0%
|  |  |  | Total (indicative) | [5 empty] | 0% |  | 0% |  | 0% |  | 0% |  | 0% |  | 0% |  | 0% |  | 0% |  | 0% |  | 0%
U-values of the refurbished fraction (averages)
|  |  |  | Roof | [5 empty] | 0 |  | 0 |  | 0 |  | 0 |  | 0 |  | 0 |  | 0 |  | 0 |  | 0 |  | 0 |  | W/(m²K)
|  |  |  | Wall | [5 empty] | 0 |  | 0 |  | 0 |  | 0 |  | 0 |  | 0 |  | 0 |  | 0 |  | 0 |  | 0 |  | W/(m²K)
|  |  |  | Window | [5 empty] | 0 |  | 0 |  | 0 |  | 0 |  | 0 |  | 0 |  | 0 |  | 0 |  | 0 |  | 0 |  | W/(m²K)
|  |  |  | Floor | [5 empty] | 0 |  | 0 |  | 0 |  | 0 |  | 0 |  | 0 |  | 0 |  | 0 |  | 0 |  | 0 |  | W/(m²K)
Main Heat Supply Systems
Ventilation Systems with Heat Recovery
|  |  |  | Occurances | [5 empty] | 0% | 0% | 0% | 0% | 0% | 0% | 0% | 0% | 0% | 0% | 0% | 0% | 0% | 0% | 0% | 0% | 0% | 0% | 0% | 0%
Heating Systems
Occurances or Fractions of Produced Heat
|  |  | 1 | DH |  | TS |  |  | C | 34.59% | 0% | 34.59% | 0% | 34.59% | 0% | 84.78% | 0% | 84.78% | 0% | 84.78% | 0% |  | 0% |  | 0% |  | 0% |  | 0%
|  |  | 2 | Gas |  | B_NC |  |  | C | 21.58% | 0% | 21.58% | 0% | 21.58% | 0% | 10.07% | 0% | 10.07% | 0% | 10.07% | 0% |  | 0% |  | 0% |  | 0% |  | 0%
|  |  | 3 | Oil |  | B_NC |  |  | C | 9.584% | 0% | 9.584% | 0% | 9.584% | 0% | 2.416% | 0% | 2.416% | 0% | 2.416% | 0% |  | 0% |  | 0% |  | 0% |  | 0%
|  |  | 4 | Bio |  | Stove_S |  |  | C | 25.37% | 0% | 25.37% | 0% | 25.37% | 0% | 0% | 0% | 0% | 0% | 0% | 0% |  | 0% |  | 0% |  | 0% |  | 0%
|  |  | 5 | El |  | HP_Ground |  |  | C | 8.445% | 0% | 8.445% | 0% | 8.445% | 0% | 2.512% | 0% | 2.512% | 0% | 2.512% | 0% |  | 0% |  | 0% |  | 0% |  | 0%
|  |  | 6 | - |  | Solar |  |  | C | 0.4238% | 0% | 0.4238% | 0% | 0.4238% | 0% | 0.2122% | 0% | 0.2122% | 0% | 0.2122% | 0% |  | 0% |  | 0% |  | 0% |  | 0%
|  |  | 7 | [7 empty] | 0% |  | 0% |  | 0% |  | 0% |  | 0% |  | 0% |  | 0% |  | 0% |  | 0% |  | 0%
|  |  | 8 | [7 empty] | 0% |  | 0% |  | 0% |  | 0% |  | 0% |  | 0% |  | 0% |  | 0% |  | 0% |  | 0%
|  |  | 9 | [7 empty] | 0% |  | 0% |  | 0% |  | 0% |  | 0% |  | 0% |  | 0% |  | 0% |  | 0% |  | 0%
|  |  | 10 | [7 empty] | 0% |  | 0% |  | 0% |  | 0% |  | 0% |  | 0% |  | 0% |  | 0% |  | 0% |  | 0%
|  |  | 11 | [7 empty] | 0% |  | 0% |  | 0% |  | 0% |  | 0% |  | 0% |  | 0% |  | 0% |  | 0% |  | 0%
|  |  | 12 | [7 empty] | 0% |  | 0% |  | 0% |  | 0% |  | 0% |  | 0% |  | 0% |  | 0% |  | 0% |  | 0%
|  |  | 13 | [7 empty] | 0% |  | 0% |  | 0% |  | 0% |  | 0% |  | 0% |  | 0% |  | 0% |  | 0% |  | 0%
|  |  | 14 | [7 empty] | 0% |  | 0% |  | 0% |  | 0% |  | 0% |  | 0% |  | 0% |  | 0% |  | 0% |  | 0%
|  |  | 15 | [7 empty] | 0% |  | 0% |  | 0% |  | 0% |  | 0% |  | 0% |  | 0% |  | 0% |  | 0% |  | 0%
|  |  | 16 | [7 empty] | 0% |  | 0% |  | 0% |  | 0% |  | 0% |  | 0% |  | 0% |  | 0% |  | 0% |  | 0%
|  |  | 17 | [7 empty] | 0% |  | 0% |  | 0% |  | 0% |  | 0% |  | 0% |  | 0% |  | 0% |  | 0% |  | 0%
|  |  | 18 | [7 empty] | 0% |  | 0% |  | 0% |  | 0% |  | 0% |  | 0% |  | 0% |  | 0% |  | 0% |  | 0%
|  |  | 19 | [7 empty] | 0% |  | 0% |  | 0% |  | 0% |  | 0% |  | 0% |  | 0% |  | 0% |  | 0% |  | 0%
|  |  | 20 | [7 empty] | 0% |  | 0% |  | 0% |  | 0% |  | 0% |  | 0% |  | 0% |  | 0% |  | 0% |  | 0%
|  |  |  | Sum | [5 empty] | 99.99% | 0% | 99.99% | 0% | 99.99% | 0% | 99.99% | 0% | 99.99% | 0% | 99.99% | 0% |  | 0% |  | 0% |  | 0% |  | 0%
[5 empty] | thereof |  | central |  |  | 99.99% | 0% | 99.99% | 0% | 99.99% | 0% | 99.99% | 0% | 99.99% | 0% | 99.99% | 0% | 0% | 0% | 0% | 0% | 0% | 0% | 0% | 0%
[7 empty] | decentral |  |  | 0% | 0% | 0% | 0% | 0% | 0% | 0% | 0% | 0% | 0% | 0% | 0% | 0% | 0% | 0% | 0% | 0% | 0% | 0% | 0%
|  |  |  | Other Systems | [5 empty] | 0.006981% | 0% | 0.006981% | 0% | 0.006981% | 0% | 0.01224% | 0% | 0.01224% | 0% | 0.01224% | 0% |  | 0% |  | 0% |  | 0% |  | 0%
DHW Systems
Occurances or Fractions of Produced Heat
|  |  | 1 | DH |  | TS |  |  | C | 34.59% | 0% | 34.59% | 0% | 34.59% | 0% | 85.31% | 0% | 85.31% | 0% | 85.31% | 0% |  | 0% |  | 0% |  | 0% |  | 0%
|  |  | 2 | Gas |  | B_NC_CT |  |  | C | 21.58% | 0% | 21.58% | 0% | 21.58% | 0% | 10.34% | 0% | 10.34% | 0% | 10.34% | 0% |  | 0% |  | 0% |  | 0% |  | 0%
|  |  | 3 | Oil |  | B_NC_CT |  |  | C | 9.584% | 0% | 9.584% | 0% | 9.584% | 0% | 2.86% | 0% | 2.86% | 0% | 2.86% | 0% |  | 0% |  | 0% |  | 0% |  | 0%
|  |  | 4 | Bio |  | E |  |  | C | 25.37% | 0% | 25.37% | 0% | 25.37% | 0% | 0% | 0% | 0% | 0% | 0% | 0% |  | 0% |  | 0% |  | 0% |  | 0%
|  |  | 5 | El |  | E |  |  | C | 8.445% | 0% | 8.445% | 0% | 8.445% | 0% | 1.264% | 0% | 1.264% | 0% | 1.264% | 0% |  | 0% |  | 0% |  | 0% |  | 0%
|  |  | 6 | - |  | Solar |  |  | C | 0.4238% | 0% | 0.4238% | 0% | 0.4238% | 0% | 0.2136% | 0% | 0.2136% | 0% | 0.2136% | 0% |  | 0% |  | 0% |  | 0% |  | 0%
|  |  | 7 | [7 empty] | 0% |  | 0% |  | 0% |  | 0% |  | 0% |  | 0% |  | 0% |  | 0% |  | 0% |  | 0%
|  |  | 8 | [7 empty] | 0% |  | 0% |  | 0% |  | 0% |  | 0% |  | 0% |  | 0% |  | 0% |  | 0% |  | 0%
|  |  | 9 | [7 empty] | 0% |  | 0% |  | 0% |  | 0% |  | 0% |  | 0% |  | 0% |  | 0% |  | 0% |  | 0%
|  |  | 10 | [7 empty] | 0% |  | 0% |  | 0% |  | 0% |  | 0% |  | 0% |  | 0% |  | 0% |  | 0% |  | 0%
|  |  | 11 | [7 empty] | 0% |  | 0% |  | 0% |  | 0% |  | 0% |  | 0% |  | 0% |  | 0% |  | 0% |  | 0%
|  |  | 12 | [7 empty] | 0% |  | 0% |  | 0% |  | 0% |  | 0% |  | 0% |  | 0% |  | 0% |  | 0% |  | 0%
|  |  | 13 | [7 empty] | 0% |  | 0% |  | 0% |  | 0% |  | 0% |  | 0% |  | 0% |  | 0% |  | 0% |  | 0%
|  |  | 14 | [7 empty] | 0% |  | 0% |  | 0% |  | 0% |  | 0% |  | 0% |  | 0% |  | 0% |  | 0% |  | 0%
|  |  | 15 | [7 empty] | 0% |  | 0% |  | 0% |  | 0% |  | 0% |  | 0% |  | 0% |  | 0% |  | 0% |  | 0%
|  |  | 16 | [7 empty] | 0% |  | 0% |  | 0% |  | 0% |  | 0% |  | 0% |  | 0% |  | 0% |  | 0% |  | 0%
|  |  | 17 | [7 empty] | 0% |  | 0% |  | 0% |  | 0% |  | 0% |  | 0% |  | 0% |  | 0% |  | 0% |  | 0%
|  |  | 18 | [7 empty] | 0% |  | 0% |  | 0% |  | 0% |  | 0% |  | 0% |  | 0% |  | 0% |  | 0% |  | 0%
|  |  | 19 | [7 empty] | 0% |  | 0% |  | 0% |  | 0% |  | 0% |  | 0% |  | 0% |  | 0% |  | 0% |  | 0%
|  |  | 20 | [7 empty] | 0% |  | 0% |  | 0% |  | 0% |  | 0% |  | 0% |  | 0% |  | 0% |  | 0% |  | 0%
|  |  |  | Sum | [5 empty] | 99.99% | 0% | 99.99% | 0% | 99.99% | 0% | 99.98% | 0% | 99.98% | 0% | 99.98% | 0% |  | 0% |  | 0% |  | 0% |  | 0%
[5 empty] | thereof |  | central |  |  | 99.99% | 0% | 99.99% | 0% | 99.99% | 0% | 99.98% | 0% | 99.98% | 0% | 99.98% | 0% | 0% | 0% | 0% | 0% | 0% | 0% | 0% | 0%
[7 empty] | decentral |  |  | 0% | 0% | 0% | 0% | 0% | 0% | 0% | 0% | 0% | 0% | 0% | 0% | 0% | 0% | 0% | 0% | 0% | 0% | 0% | 0%
|  |  |  | Other Systems | [5 empty] | 0.006981% | 0% | 0.006981% | 0% | 0.006981% | 0% | 0.01642% | 0% | 0.01642% | 0% | 0.01642% | 0% |  | 0% |  | 0% |  | 0% |  | 0%
|  | Energy Balance | [16 empty] | All energy quantities in | GWh/a |  |  |  | Heating + DHW
[8 empty] | fuels related to |  |  | gross | 0% | calorific value
[28 empty] | Total |  | per m²
|  |  | Net heat need |  |  |  |  | 22491.4304 |  | 2940.2782 |  | 1483.9127 |  | 9139.4347 |  | 788.9333 |  | 439.9898 |  | 0 |  | 0 |  | 0 |  | 0 |  | 37283.9792 |  | 147.9643
|  |  | Produced heat |  |  |  |  | 24767.9528 |  | 3237.8852 |  | 1634.1103 |  | 10064.5031 |  | 868.787 |  | 484.5244 |  | 0 |  | 0 |  | 0 |  | 0 |  | 41057.7629 |  | 162.9408
|  |  | Gas |  |  |  | 1.087 | 5723.7308 |  | 748.2566 |  | 377.6335 |  | 1123.7685 |  | 97.0058 |  | 54.1004 |  | 0 |  | 0 |  | 0 |  | 0 |  | 8124.4955 |  | 32.2427
|  |  | Oil |  |  |  | 1.0526 | 2461.9304 |  | 321.8453 |  | 162.4303 |  | 301.0988 |  | 25.9914 |  | 14.4955 |  | 0 |  | 0 |  | 0 |  | 0 |  | 3287.7916 |  | 13.0478
|  |  | Coal |  |  |  | 1.0526 | 0 |  | 0 |  | 0 |  | 0 |  | 0 |  | 0 |  | 0 |  | 0 |  | 0 |  | 0 |  | 0 |  | 0
|  |  | Bio |  |  |  | 1.0526 | 6517.6169 |  | 852.0404 |  | 430.0115 |  | 0 |  | 0 |  | 0 |  | 0 |  | 0 |  | 0 |  | 0 |  | 7799.6688 |  | 30.9536
|  |  | DH |  |  |  |  | 8440.1195 |  | 1103.3669 |  | 556.8521 |  | 8532.8769 |  | 736.5741 |  | 410.789 |  | 0 |  | 0 |  | 0 |  | 0 |  | 19780.5784 |  | 78.5007
|  |  | El |  |  |  |  | 2060.6789 |  | 269.3901 |  | 135.957 |  | 126.4212 |  | 10.9129 |  | 6.0862 |  | 0 |  | 0 |  | 0 |  | 0 |  | 2609.4463 |  | 10.3558
|  |  | Other / not specified |  |  |  |  | 103.4258 |  | 13.5207 |  | 6.8237 |  | 21.3615 |  | 1.844 |  | 1.0284 |  | 0 |  | 0 |  | 0 |  | 0 |  | 148.0041 |  | 0.58737
|  |  | Sum final energy |  |  |  |  | 25307.5022 |  | 3308.4199 |  | 1669.7081 |  | 10105.5269 |  | 872.3282 |  | 486.4994 |  | 0 |  | 0 |  | 0 |  | 0 |  | 41749.9847 |  | 165.6879
|  |  | per m² |  |  |  |  | 184.3508 |  | 124.9607 |  | 91.8205 |  | 174.8786 |  | 128.9655 |  | 88.6091
|  |  | CHP electr. production |  |  |  |  | 0 |  | 0 |  | 0 |  | 0 |  | 0 |  | 0 |  | 0 |  | 0 |  | 0 |  | 0 |  | 0 |  | 0
| Version: |  | 2016-01-21
| TABULA Average Buildings | [29 empty] | EPISCOPE Monitoring Indicators
[5 empty] | Building Stock |  |  |  | ES | Regional |  |  | Comunidad Valenciana housing stock | [15 empty] | Year | 2015
[5 empty] | Details |  |  |  | Comunidad Valenciana housing stock, IVE model | Comunidad Valenciana housing stock | Comunidad Valenciana housing stock | Comunidad Valenciana housing stock | Comunidad Valenciana housing stock | Comunidad Valenciana housing stock | Comunidad Valenciana housing stock | Comunidad Valenciana housing stock | Comunidad Valenciana housing stock | Comunidad Valenciana housing stock | Comunidad Valenciana housing stock | Comunidad Valenciana housing stock | Comunidad Valenciana housing stock | Comunidad Valenciana housing stock | Comunidad Valenciana housing stock | Comunidad Valenciana housing stock | Comunidad Valenciana housing stock | Comunidad Valenciana housing stock | Comunidad Valenciana housing stock | Comunidad Valenciana housing stock | Comunidad Valenciana housing stock | Comunidad Valenciana housing stock | Comunidad Valenciana housing stock
Annotations to this sheet
[10 empty] | 1 |  | 2 |  | 3 |  | 4 |  | 5 |  | 6 |  | 7 |  | 8 |  | 9 |  | 10
Building type / label
Building size category
Construction time band
|  | General Data | [5 empty] | Total
|  |  | Number of buildings |  |  |  |  | 47934.9377 | 0 | 17224.5817 | 0 | 25432.2611 | 0 | 2879.1272 | 0 | 2398.9677 | 0 | 0 | 0 | 0 | 0 | 0 | 0 | 0 | 0 | 0 | 0 | 0 | 0 | 10^0
|  |  | Number of dwellings |  |  |  |  | 692641 | 0 | 248345 | 0 | 366890 | 0 | 38685 | 0 | 38721 | 0 | 0 | 0 | 0 | 0 | 0 | 0 | 0 | 0 | 0 | 0 | 0 | 0 | 10^0
|  |  | Floor area national | [6 empty] | 18.2534 | 0 | 34.6711 | 0 | 2.7079 | 0 | 3.2526 | 0 | 0 | 0 | 0 | 0 | 0 | 0 | 0 | 0 | 0 | 0 | 0 | 0 | 10^6 m²
|  |  | Floor area TABULA |  |  |  |  | 64.7735 | 0 | 20.0787 | 0 | 38.1382 | 0 | 2.9787 | 0 | 3.5778 | 0 | 0 | 0 | 0 | 0 | 0 | 0 | 0 | 0 | 0 | 0 | 0 | 0 | 10^6 m²
Building Insulation
Original state / not refurbished fraction of the envelope area
U-values of the original state
|  |  |  | Roof | [5 empty] | 1.92 |  | 1.92 |  | 1.92 |  | 1.92 |  | 0 |  | 0 |  | 0 |  | 0 |  | 0 |  | 0 |  | W/(m²K)
|  |  |  | Wall | [5 empty] | 2.2625 |  | 2.2604 |  | 1.6627 |  | 1.6627 |  | 0 |  | 0 |  | 0 |  | 0 |  | 0 |  | 0 |  | W/(m²K)
|  |  |  | Window | [5 empty] | 5.7 |  | 5.7 |  | 5.7 |  | 5.7 |  | 0 |  | 0 |  | 0 |  | 0 |  | 0 |  | 0 |  | W/(m²K)
|  |  |  | Floor | [5 empty] | 2.06 |  | 2.06 |  | 1.43 |  | 1.43 |  | 0 |  | 0 |  | 0 |  | 0 |  | 0 |  | 0 |  | W/(m²K)
Refubishments (averages)
Refurbished fraction of envelope areas
|  |  |  | Roof | [5 empty] | 0% |  | 0% |  | 0% |  | 0% |  | 0% |  | 0% |  | 0% |  | 0% |  | 0% |  | 0%
|  |  |  | Wall | [5 empty] | 0% |  | 0% |  | 0% |  | 0% |  | 0% |  | 0% |  | 0% |  | 0% |  | 0% |  | 0%
|  |  |  | Window | [5 empty] | 0% |  | 0% |  | 0% |  | 0% |  | 0% |  | 0% |  | 0% |  | 0% |  | 0% |  | 0%
|  |  |  | Floor | [5 empty] | 0% |  | 0% |  | 0% |  | 0% |  | 0% |  | 0% |  | 0% |  | 0% |  | 0% |  | 0%
|  |  |  | Total (indicative) | [5 empty] | 0% |  | 0% |  | 0% |  | 0% |  | 0% |  | 0% |  | 0% |  | 0% |  | 0% |  | 0%
U-values of the refurbished fraction (averages)
|  |  |  | Roof | [5 empty] | 0 |  | 0 |  | 0 |  | 0 |  | 0 |  | 0 |  | 0 |  | 0 |  | 0 |  | 0 |  | W/(m²K)
|  |  |  | Wall | [5 empty] | 0 |  | 0 |  | 0 |  | 0 |  | 0 |  | 0 |  | 0 |  | 0 |  | 0 |  | 0 |  | W/(m²K)
|  |  |  | Window | [5 empty] | 0 |  | 0 |  | 0 |  | 0 |  | 0 |  | 0 |  | 0 |  | 0 |  | 0 |  | 0 |  | W/(m²K)
|  |  |  | Floor | [5 empty] | 0 |  | 0 |  | 0 |  | 0 |  | 0 |  | 0 |  | 0 |  | 0 |  | 0 |  | 0 |  | W/(m²K)
Main Heat Supply Systems
Ventilation Systems with Heat Recovery
|  |  |  | Occurances | [5 empty] | 0% | 0% | 0% | 0% | 0% | 0% | 0% | 0% | 0% | 0% | 0% | 0% | 0% | 0% | 0% | 0% | 0% | 0% | 0% | 0%
Heating Systems
Occurances or Fractions of Produced Heat
|  |  | 1 | Oil |  | B_NC |  |  | D | 2.773% | 0% | 2.773% | 0% | 2.773% | 0% | 2.773% | 0% |  | 0% |  | 0% |  | 0% |  | 0% |  | 0% |  | 0%
|  |  | 2 | Gas |  | Stove_L |  |  | D | 23.21% | 0% | 23.21% | 0% | 23.21% | 0% | 23.21% | 0% |  | 0% |  | 0% |  | 0% |  | 0% |  | 0% |  | 0%
|  |  | 3 | Gas |  | B_NC |  |  | D | 17.33% | 0% | 17.33% | 0% | 17.33% | 0% | 17.33% | 0% |  | 0% |  | 0% |  | 0% |  | 0% |  | 0% |  | 0%
|  |  | 4 | El |  | E_SH |  |  | D | 23.19% | 0% | 23.19% | 0% | 23.19% | 0% | 23.19% | 0% |  | 0% |  | 0% |  | 0% |  | 0% |  | 0% |  | 0%
|  |  | 5 | El |  | HP_Air |  |  | D | 33.49% | 0% | 33.49% | 0% | 33.49% | 0% | 33.49% | 0% |  | 0% |  | 0% |  | 0% |  | 0% |  | 0% |  | 0%
|  |  | 6 | [7 empty] | 0% |  | 0% |  | 0% |  | 0% |  | 0% |  | 0% |  | 0% |  | 0% |  | 0% |  | 0%
|  |  | 7 | [7 empty] | 0% |  | 0% |  | 0% |  | 0% |  | 0% |  | 0% |  | 0% |  | 0% |  | 0% |  | 0%
|  |  | 8 | [7 empty] | 0% |  | 0% |  | 0% |  | 0% |  | 0% |  | 0% |  | 0% |  | 0% |  | 0% |  | 0%
|  |  | 9 | [7 empty] | 0% |  | 0% |  | 0% |  | 0% |  | 0% |  | 0% |  | 0% |  | 0% |  | 0% |  | 0%
|  |  | 10 | [7 empty] | 0% |  | 0% |  | 0% |  | 0% |  | 0% |  | 0% |  | 0% |  | 0% |  | 0% |  | 0%
|  |  | 11 | [7 empty] | 0% |  | 0% |  | 0% |  | 0% |  | 0% |  | 0% |  | 0% |  | 0% |  | 0% |  | 0%
|  |  | 12 | [7 empty] | 0% |  | 0% |  | 0% |  | 0% |  | 0% |  | 0% |  | 0% |  | 0% |  | 0% |  | 0%
|  |  | 13 | [7 empty] | 0% |  | 0% |  | 0% |  | 0% |  | 0% |  | 0% |  | 0% |  | 0% |  | 0% |  | 0%
|  |  | 14 | [7 empty] | 0% |  | 0% |  | 0% |  | 0% |  | 0% |  | 0% |  | 0% |  | 0% |  | 0% |  | 0%
|  |  | 15 | [7 empty] | 0% |  | 0% |  | 0% |  | 0% |  | 0% |  | 0% |  | 0% |  | 0% |  | 0% |  | 0%
|  |  | 16 | [7 empty] | 0% |  | 0% |  | 0% |  | 0% |  | 0% |  | 0% |  | 0% |  | 0% |  | 0% |  | 0%
|  |  | 17 | [7 empty] | 0% |  | 0% |  | 0% |  | 0% |  | 0% |  | 0% |  | 0% |  | 0% |  | 0% |  | 0%
|  |  | 18 | [7 empty] | 0% |  | 0% |  | 0% |  | 0% |  | 0% |  | 0% |  | 0% |  | 0% |  | 0% |  | 0%
|  |  | 19 | [7 empty] | 0% |  | 0% |  | 0% |  | 0% |  | 0% |  | 0% |  | 0% |  | 0% |  | 0% |  | 0%
|  |  | 20 | [7 empty] | 0% |  | 0% |  | 0% |  | 0% |  | 0% |  | 0% |  | 0% |  | 0% |  | 0% |  | 0%
|  |  |  | Sum | [5 empty] | 100% | 0% | 100% | 0% | 100% | 0% | 100% | 0% |  | 0% |  | 0% |  | 0% |  | 0% |  | 0% |  | 0%
[5 empty] | thereof |  | central |  |  | 0% | 0% | 0% | 0% | 0% | 0% | 0% | 0% | 0% | 0% | 0% | 0% | 0% | 0% | 0% | 0% | 0% | 0% | 0% | 0%
[7 empty] | decentral |  |  | 100% | 0% | 100% | 0% | 100% | 0% | 100% | 0% | 0% | 0% | 0% | 0% | 0% | 0% | 0% | 0% | 0% | 0% | 0% | 0%
|  |  |  | Other Systems | [5 empty] | 0% | 0% | 0% | 0% | 0% | 0% | 0% | 0% |  | 0% |  | 0% |  | 0% |  | 0% |  | 0% |  | 0%
DHW Systems
Occurances or Fractions of Produced Heat
|  |  | 1 | Gas |  | B_NC |  |  | D | 100% | 0% | 100% | 0% | 100% | 0% | 100% | 0% |  | 0% |  | 0% |  | 0% |  | 0% |  | 0% |  | 0%
|  |  | 2 | [7 empty] | 0% |  | 0% |  | 0% |  | 0% |  | 0% |  | 0% |  | 0% |  | 0% |  | 0% |  | 0%
|  |  | 3 | [7 empty] | 0% |  | 0% |  | 0% |  | 0% |  | 0% |  | 0% |  | 0% |  | 0% |  | 0% |  | 0%
|  |  | 4 | [7 empty] | 0% |  | 0% |  | 0% |  | 0% |  | 0% |  | 0% |  | 0% |  | 0% |  | 0% |  | 0%
|  |  | 5 | [7 empty] | 0% |  | 0% |  | 0% |  | 0% |  | 0% |  | 0% |  | 0% |  | 0% |  | 0% |  | 0%
|  |  | 6 | [7 empty] | 0% |  | 0% |  | 0% |  | 0% |  | 0% |  | 0% |  | 0% |  | 0% |  | 0% |  | 0%
|  |  | 7 | [7 empty] | 0% |  | 0% |  | 0% |  | 0% |  | 0% |  | 0% |  | 0% |  | 0% |  | 0% |  | 0%
|  |  | 8 | [7 empty] | 0% |  | 0% |  | 0% |  | 0% |  | 0% |  | 0% |  | 0% |  | 0% |  | 0% |  | 0%
|  |  | 9 | [7 empty] | 0% |  | 0% |  | 0% |  | 0% |  | 0% |  | 0% |  | 0% |  | 0% |  | 0% |  | 0%
|  |  | 10 | [7 empty] | 0% |  | 0% |  | 0% |  | 0% |  | 0% |  | 0% |  | 0% |  | 0% |  | 0% |  | 0%
|  |  | 11 | [7 empty] | 0% |  | 0% |  | 0% |  | 0% |  | 0% |  | 0% |  | 0% |  | 0% |  | 0% |  | 0%
|  |  | 12 | [7 empty] | 0% |  | 0% |  | 0% |  | 0% |  | 0% |  | 0% |  | 0% |  | 0% |  | 0% |  | 0%
|  |  | 13 | [7 empty] | 0% |  | 0% |  | 0% |  | 0% |  | 0% |  | 0% |  | 0% |  | 0% |  | 0% |  | 0%
|  |  | 14 | [7 empty] | 0% |  | 0% |  | 0% |  | 0% |  | 0% |  | 0% |  | 0% |  | 0% |  | 0% |  | 0%
|  |  | 15 | [7 empty] | 0% |  | 0% |  | 0% |  | 0% |  | 0% |  | 0% |  | 0% |  | 0% |  | 0% |  | 0%
|  |  | 16 | [7 empty] | 0% |  | 0% |  | 0% |  | 0% |  | 0% |  | 0% |  | 0% |  | 0% |  | 0% |  | 0%
|  |  | 17 | [7 empty] | 0% |  | 0% |  | 0% |  | 0% |  | 0% |  | 0% |  | 0% |  | 0% |  | 0% |  | 0%
|  |  | 18 | [7 empty] | 0% |  | 0% |  | 0% |  | 0% |  | 0% |  | 0% |  | 0% |  | 0% |  | 0% |  | 0%
|  |  | 19 | [7 empty] | 0% |  | 0% |  | 0% |  | 0% |  | 0% |  | 0% |  | 0% |  | 0% |  | 0% |  | 0%
|  |  | 20 | [7 empty] | 0% |  | 0% |  | 0% |  | 0% |  | 0% |  | 0% |  | 0% |  | 0% |  | 0% |  | 0%
|  |  |  | Sum | [5 empty] | 100% | 0% | 100% | 0% | 100% | 0% | 100% | 0% |  | 0% |  | 0% |  | 0% |  | 0% |  | 0% |  | 0%
[5 empty] | thereof |  | central |  |  | 0% | 0% | 0% | 0% | 0% | 0% | 0% | 0% | 0% | 0% | 0% | 0% | 0% | 0% | 0% | 0% | 0% | 0% | 0% | 0%
[7 empty] | decentral |  |  | 100% | 0% | 100% | 0% | 100% | 0% | 100% | 0% | 0% | 0% | 0% | 0% | 0% | 0% | 0% | 0% | 0% | 0% | 0% | 0%
|  |  |  | Other Systems | [5 empty] | 0% | 0% | 0% | 0% | 0% | 0% | 0% | 0% |  | 0% |  | 0% |  | 0% |  | 0% |  | 0% |  | 0%
|  | Energy Balance | [16 empty] | All energy quantities in | GWh/a |  |  |  | Heating + DHW
[8 empty] | fuels related to |  |  | gross | 0% | calorific value
[28 empty] | Total |  | per m²
|  |  | Net heat need |  |  |  |  | 2568.9849 |  | 3355.6686 |  | 235.4876 |  | 203.1439 |  | 0 |  | 0 |  | 0 |  | 0 |  | 0 |  | 0 |  | 6363.285 |  | 98.239
|  |  | Produced heat |  |  |  |  | 560.1985 |  | 827.6037 |  | 87.2628 |  | 87.344 |  | 0 |  | 0 |  | 0 |  | 0 |  | 0 |  | 0 |  | 1562.409 |  | 24.1211
|  |  | Gas |  |  |  | 1 | 444.1509 |  | 656.1618 |  | 69.1859 |  | 69.2503 |  | 0 |  | 0 |  | 0 |  | 0 |  | 0 |  | 0 |  | 1238.7489 |  | 19.1243
|  |  | Oil |  |  |  | 1 | 16.2176 |  | 23.9589 |  | 2.5262 |  | 2.5286 |  | 0 |  | 0 |  | 0 |  | 0 |  | 0 |  | 0 |  | 45.2313 |  | 0.6983
|  |  | Coal |  |  |  | 1 | 0 |  | 0 |  | 0 |  | 0 |  | 0 |  | 0 |  | 0 |  | 0 |  | 0 |  | 0 |  | 0 |  | 0
|  |  | Bio |  |  |  | 1 | 0 |  | 0 |  | 0 |  | 0 |  | 0 |  | 0 |  | 0 |  | 0 |  | 0 |  | 0 |  | 0 |  | 0
|  |  | DH |  |  |  |  | 0 |  | 0 |  | 0 |  | 0 |  | 0 |  | 0 |  | 0 |  | 0 |  | 0 |  | 0 |  | 0 |  | 0
|  |  | El |  |  |  |  | 486.1855 |  | 718.2612 |  | 75.7337 |  | 75.8042 |  | 0 |  | 0 |  | 0 |  | 0 |  | 0 |  | 0 |  | 1355.9846 |  | 20.9343
|  |  | Other / not specified |  |  |  |  | 0 |  | 0 |  | 0 |  | 0 |  | 0 |  | 0 |  | 0 |  | 0 |  | 0 |  | 0 |  | 0 |  | 0
|  |  | Sum final energy |  |  |  |  | 946.5539 |  | 1398.3819 |  | 147.4458 |  | 147.5831 |  | 0 |  | 0 |  | 0 |  | 0 |  | 0 |  | 0 |  | 2639.9648 |  | 40.7569
|  |  | per m² |  |  |  |  | 47.1422 |  | 36.6662 |  | 49.4993 |  | 41.2494
|  |  | CHP electr. production |  |  |  |  | 0 |  | 0 |  | 0 |  | 0 |  | 0 |  | 0 |  | 0 |  | 0 |  | 0 |  | 0 |  | 0 |  | 0
| Version: |  | 2016-01-21
| TABULA Average Buildings | [29 empty] | EPISCOPE Monitoring Indicators
[5 empty] | Building Stock |  |  |  | FR | Local |  |  | Local building stock of OPH Montreuillois (OPHM), France | [15 empty] | Year | 2015
[5 empty] | Details |  |  |  | Existing state 2015 | Local building stock of OPH Montreuillois (OPHM), France | Local building stock of OPH Montreuillois (OPHM), France | Local building stock of OPH Montreuillois (OPHM), France | Local building stock of OPH Montreuillois (OPHM), France | Local building stock of OPH Montreuillois (OPHM), France | Local building stock of OPH Montreuillois (OPHM), France | Local building stock of OPH Montreuillois (OPHM), France | Local building stock of OPH Montreuillois (OPHM), France | Local building stock of OPH Montreuillois (OPHM), France | Local building stock of OPH Montreuillois (OPHM), France | Local building stock of OPH Montreuillois (OPHM), France | Local building stock of OPH Montreuillois (OPHM), France | Local building stock of OPH Montreuillois (OPHM), France | Local building stock of OPH Montreuillois (OPHM), France | Local building stock of OPH Montreuillois (OPHM), France | Local building stock of OPH Montreuillois (OPHM), France | Local building stock of OPH Montreuillois (OPHM), France | Local building stock of OPH Montreuillois (OPHM), France | Local building stock of OPH Montreuillois (OPHM), France | Local building stock of OPH Montreuillois (OPHM), France | Local building stock of OPH Montreuillois (OPHM), France | Local building stock of OPH Montreuillois (OPHM), France
Annotations to this sheet
[10 empty] | 1 |  | 2 |  | 3 |  | 4 |  | 5 |  | 6 |  | 7 |  | 8 |  | 9 |  | 10
|  |  | Building type / label | [6 empty] | LC_PE.99 |  | LC_PE.00 |  | LC_INT.74 |  | LC_INT.99 |  | LC_INT.00 |  | LC_GR.74 |  | LC_GR.99 |  | LC_ENS.48 |  | LC_ENS.74 |  | LC_ENS.99
Building size category
Construction time band
|  | General Data | [5 empty] | Total
|  |  | Number of buildings |  |  |  |  | 336.1373 | 0 | 21.3411 | 0 | 13.3938 | 0 | 18.2943 | 0 | 16.124 | 0 | 5.5754 | 0 | 2.5907 | 0 | 14.4816 | 0 | 36.3567 | 0 | 103.7917 | 0 | 104.188 | 0 | 10^0
|  |  | Number of dwellings |  |  |  |  | 10331 | 0 | 232 | 0 | 82 | 0 | 349 | 0 | 1470 | 0 | 346 | 0 | 231 | 0 | 954 | 0 | 504 | 0 | 4373 | 0 | 1790 | 0 | 10^0
|  |  | Floor area national | [6 empty] | 19.8216 | 0 | 7.2648 | 0 | 25.7291 | 0 | 123.523 | 0 | 27.8613 | 0 | 16.0728 | 0 | 77.2513 | 0 | 29.8852 | 0 | 324.8888 | 0 | 139.4035 | 0 | 10^3 m²
|  |  | Floor area TABULA |  |  |  |  | 725.7264 | 0 | 18.1698 | 0 | 6.6594 | 0 | 23.585 | 0 | 113.2294 | 0 | 25.5396 | 0 | 14.7334 | 0 | 70.8137 | 0 | 27.3948 | 0 | 297.8147 | 0 | 127.7866 | 0 | 10^3 m²
Building Insulation
Original state / not refurbished fraction of the envelope area
U-values of the original state
|  |  |  | Roof | [5 empty] | 0.43 |  | 0.28 |  | 0.28927 |  | 0.49581 |  | 0.27849 |  | 0.33083 |  | 0.43652 |  | 0.3099 |  | 0.32439 |  | 0.33853 |  | W/(m²K)
|  |  |  | Wall | [5 empty] | 0.5571 |  | 0.36 |  | 0.96424 |  | 0.44258 |  | 0.34958 |  | 0.43983 |  | 0.38173 |  | 1.3893 |  | 0.5989 |  | 0.30791 |  | W/(m²K)
|  |  |  | Window | [5 empty] | 2.9018 |  | 1.669 |  | 2.5651 |  | 2.4492 |  | 1.7423 |  | 1.8179 |  | 2.8344 |  | 1.8425 |  | 2.2602 |  | 1.9634 |  | W/(m²K)
|  |  |  | Floor | [5 empty] | 0.52989 |  | 0.38441 |  | 1.4878 |  | 0.42305 |  | 0.47499 |  | 0.55645 |  | 0.80105 |  | 2.0502 |  | 1.6072 |  | 0.75783 |  | W/(m²K)
Refubishments (averages)
Refurbished fraction of envelope areas
|  |  |  | Roof | [5 empty] | 0% |  | 0% |  | 0% |  | 0% |  | 0% |  | 0% |  | 0% |  | 0% |  | 0% |  | 0%
|  |  |  | Wall | [5 empty] | 0% |  | 0% |  | 0% |  | 0% |  | 0% |  | 0% |  | 0% |  | 0% |  | 0% |  | 0%
|  |  |  | Window | [5 empty] | 0% |  | 0% |  | 0% |  | 0% |  | 0% |  | 0% |  | 0% |  | 0% |  | 0% |  | 0%
|  |  |  | Floor | [5 empty] | 0% |  | 0% |  | 0% |  | 0% |  | 0% |  | 0% |  | 0% |  | 0% |  | 0% |  | 0%
|  |  |  | Total (indicative) | [5 empty] | 0% |  | 0% |  | 0% |  | 0% |  | 0% |  | 0% |  | 0% |  | 0% |  | 0% |  | 0%
U-values of the refurbished fraction (averages)
|  |  |  | Roof | [5 empty] | 0 |  | 0 |  | 0 |  | 0 |  | 0 |  | 0 |  | 0 |  | 0 |  | 0 |  | 0 |  | W/(m²K)
|  |  |  | Wall | [5 empty] | 0 |  | 0 |  | 0 |  | 0 |  | 0 |  | 0 |  | 0 |  | 0 |  | 0 |  | 0 |  | W/(m²K)
|  |  |  | Window | [5 empty] | 0 |  | 0 |  | 0 |  | 0 |  | 0 |  | 0 |  | 0 |  | 0 |  | 0 |  | 0 |  | W/(m²K)
|  |  |  | Floor | [5 empty] | 0 |  | 0 |  | 0 |  | 0 |  | 0 |  | 0 |  | 0 |  | 0 |  | 0 |  | 0 |  | W/(m²K)
Main Heat Supply Systems
Ventilation Systems with Heat Recovery
|  |  |  | Occurances | [5 empty] | 100% | 0% | 100% | 0% | 100% | 0% | 100% | 0% | 100% | 0% | 100% | 0% | 100% | 0% | 100% | 0% | 100% | 0% | 100% | 0%
Heating Systems
Occurances or Fractions of Produced Heat
|  |  | 1 | DH |  | TS |  |  | C | 0% | 0% | 0% | 0% | 0% | 0% | 0% | 0% | 0% | 0% | 0% | 0% | 16.9% | 0% | 0% | 0% | 13.1% | 0% | 0% | 0%
|  |  | 2 | El |  | E_SH |  |  | D | 67.3% | 0% | 0% | 0% | 0% | 0% | 81.6% | 0% | 0% | 0% | 0% | 0% | 34.4% | 0% | 21.3% | 0% | 0% | 0% | 89.5% | 0%
|  |  | 3 | Gas |  | B_C |  |  | D | 0% | 0% | 0% | 0% | 0% | 0% | 0% | 0% | 17.9% | 0% | 0% | 0% | 0% | 0% | 0% | 0% | 0% | 0% | 0% | 0%
|  |  | 4 | Gas |  | B_C |  |  | C | 0% | 0% | 0% | 0% | 0% | 0% | 0% | 0% | 28% | 0% | 59.9% | 0% | 0% | 0% | 0% | 0% | 0% | 0% | 0% | 0%
|  |  | 5 | Gas |  | B_C |  |  | C | 0% | 0% | 0% | 0% | 0% | 0% | 0% | 0% | 41.3% | 0% | 0% | 0% | 0% | 0% | 0% | 0% | 0% | 0% | 0% | 0%
|  |  | 6 | Gas |  | B_C |  |  | C | 0% | 0% | 0% | 0% | 0% | 0% | 0% | 0% | 0% | 0% | 0% | 0% | 0% | 0% | 0% | 0% | 11.8% | 0% | 0% | 0%
|  |  | 7 | Gas |  | B_NC_CT |  |  | D | 0% | 0% | 0% | 0% | 12.9% | 0% | 0% | 0% | 0% | 0% | 0% | 0% | 0% | 0% | 0% | 0% | 0% | 0% | 0% | 0%
|  |  | 8 | Gas |  | B_NC_CT |  |  | D | 0% | 0% | 0% | 0% | 58.2% | 0% | 14.2% | 0% | 0% | 0% | 0% | 0% | 14.3% | 0% | 0% | 0% | 1.7% | 0% | 10.5% | 0%
|  |  | 9 | Gas |  | B_NC_CT |  |  | C | 0% | 0% | 0% | 0% | 0% | 0% | 0% | 0% | 0% | 0% | 0% | 0% | 0% | 0% | 0% | 0% | 7% | 0% | 0% | 0%
|  |  | 10 | Gas |  | B_NC_CT |  |  | C | 0% | 0% | 0% | 0% | 28.9% | 0% | 4.2% | 0% | 0% | 0% | 0% | 0% | 0% | 0% | 78.7% | 0% | 66.4% | 0% | 0% | 0%
|  |  | 11 | Gas |  | B_NC_LT |  |  | D | 15.9% | 0% | 0% | 0% | 0% | 0% | 0% | 0% | 0% | 0% | 0% | 0% | 19.2% | 0% | 0% | 0% | 0% | 0% | 0% | 0%
|  |  | 12 | Gas |  | B_NC_LT |  |  | D | 16.8% | 0% | 91.2% | 0% | 0% | 0% | 0% | 0% | 12.8% | 0% | 0% | 0% | 0% | 0% | 0% | 0% | 0% | 0% | 0% | 0%
|  |  | 13 | Gas |  | B_NC_LT |  |  | C | 0% | 0% | 8.8% | 0% | 0% | 0% | 0% | 0% | 0% | 0% | 0% | 0% | 0% | 0% | 0% | 0% | 0% | 0% | 0% | 0%
|  |  | 14 | Gas |  | B_NC_LT |  |  | C | 0% | 0% | 0% | 0% | 0% | 0% | 0% | 0% | 0% | 0% | 40.1% | 0% | 0% | 0% | 0% | 0% | 0% | 0% | 0% | 0%
|  |  | 15 | Gas |  | B_NC_LT |  |  | C | 0% | 0% | 0% | 0% | 0% | 0% | 0% | 0% | 0% | 0% | 0% | 0% | 15.2% | 0% | 0% | 0% | 0% | 0% | 0% | 0%
|  |  | 16 | DH |  | TS |  |  | C | 0% | 0% | 0% | 0% | 0% | 0% | 0% | 0% | 0% | 0% | 0% | 0% | 0% | 0% | 0% | 0% | 0% | 0% | 0% | 0%
|  |  | 17 | El |  | HP_ExhAir |  |  | D | 0% | 0% | 0% | 0% | 0% | 0% | 0% | 0% | 0% | 0% | 0% | 0% | 0% | 0% | 0% | 0% | 0% | 0% | 0% | 0%
|  |  | 18 | Gas |  | B_C |  |  | D | 0% | 0% | 0% | 0% | 0% | 0% | 0% | 0% | 0% | 0% | 0% | 0% | 0% | 0% | 0% | 0% | 0% | 0% | 0% | 0%
|  |  | 19 | Gas |  | B_C |  |  | C | 0% | 0% | 0% | 0% | 0% | 0% | 0% | 0% | 0% | 0% | 0% | 0% | 0% | 0% | 0% | 0% | 0% | 0% | 0% | 0%
|  |  | 20 | [7 empty] | 0% |  | 0% |  | 0% |  | 0% |  | 0% |  | 0% |  | 0% |  | 0% |  | 0% |  | 0%
|  |  |  | Sum | [5 empty] | 100% | 0% | 100% | 0% | 100% | 0% | 100% | 0% | 100% | 0% | 100% | 0% | 100% | 0% | 100% | 0% | 100% | 0% | 100% | 0%
[5 empty] | thereof |  | central |  |  | 0% | 0% | 8.8% | 0% | 28.9% | 0% | 4.2% | 0% | 69.3% | 0% | 100% | 0% | 32.1% | 0% | 78.7% | 0% | 98.3% | 0% | 0% | 0%
[7 empty] | decentral |  |  | 100% | 0% | 91.2% | 0% | 71.1% | 0% | 95.8% | 0% | 30.7% | 0% | 0% | 0% | 67.9% | 0% | 21.3% | 0% | 1.7% | 0% | 100% | 0%
|  |  |  | Other Systems | [5 empty] | 0% | 0% | 0% | 0% | 0% | 0% | 0% | 0% | 0% | 0% | 0% | 0% | 0% | 0% | 0% | 0% | 0% | 0% | 0% | 0%
DHW Systems
Occurances or Fractions of Produced Heat
|  |  | 1 | DH |  | TS |  |  | C | 0% | 0% | 0% | 0% | 0% | 0% | 0% | 0% | 0% | 0% | 0% | 0% | 16.9% | 0% | 0% | 0% | 13.1% | 0% | 0% | 0%
|  |  | 2 | El |  | E_Immersion |  |  | D | 67.3% | 0% | 0% | 0% | 0% | 0% | 81.6% | 0% | 0% | 0% | 0% | 0% | 34.4% | 0% | 21.3% | 0% | 0% | 0% | 89.5% | 0%
|  |  | 3 | Gas |  | B_C |  |  | D | 0% | 0% | 0% | 0% | 0% | 0% | 0% | 0% | 17.9% | 0% | 0% | 0% | 0% | 0% | 0% | 0% | 0% | 0% | 0% | 0%
|  |  | 4 | Gas |  | B_C |  |  | C | 0% | 0% | 0% | 0% | 0% | 0% | 0% | 0% | 28% | 0% | 59.9% | 0% | 0% | 0% | 0% | 0% | 11.8% | 0% | 0% | 0%
|  |  | 5 | Gas |  | B_C |  |  | C | 0% | 0% | 0% | 0% | 0% | 0% | 0% | 0% | 20.6% | 0% | 0% | 0% | 0% | 0% | 0% | 0% | 0% | 0% | 0% | 0%
|  |  | 6 | Gas |  | B_NC_CT |  |  | D | 0% | 0% | 0% | 0% | 12.9% | 0% | 0% | 0% | 0% | 0% | 0% | 0% | 0% | 0% | 0% | 0% | 0% | 0% | 0% | 0%
|  |  | 7 | Gas |  | B_NC_CT |  |  | C | 0% | 0% | 0% | 0% | 28.9% | 0% | 4.2% | 0% | 0% | 0% | 0% | 0% | 0% | 0% | 78.7% | 0% | 17.1% | 0% | 0% | 0%
|  |  | 8 | Gas |  | B_NC_CT |  |  | C | 15.9% | 0% | 0% | 0% | 0% | 0% | 0% | 0% | 0% | 0% | 0% | 0% | 0% | 0% | 0% | 0% | 0% | 0% | 0% | 0%
|  |  | 9 | Gas |  | B_NC_LT |  |  | D | 0% | 0% | 38.9% | 0% | 0% | 0% | 0% | 0% | 0% | 0% | 0% | 0% | 0% | 0% | 0% | 0% | 0% | 0% | 0% | 0%
|  |  | 10 | Gas |  | B_NC_LT |  |  | C | 0% | 0% | 8.8% | 0% | 0% | 0% | 0% | 0% | 0% | 0% | 0% | 0% | 0% | 0% | 0% | 0% | 0% | 0% | 0% | 0%
|  |  | 11 | Gas |  | B_NC_LT |  |  | C | 0% | 0% | 0% | 0% | 0% | 0% | 0% | 0% | 0% | 0% | 40.1% | 0% | 10.8% | 0% | 0% | 0% | 0% | 0% | 0% | 0%
|  |  | 12 | Gas |  | G_IWH |  |  | D | 0% | 0% | 0% | 0% | 0% | 0% | 0% | 0% | 0% | 0% | 0% | 0% | 0% | 0% | 0% | 0% | 49.3% | 0% | 0% | 0%
|  |  | 13 | Gas |  | G_IWH_C |  |  | D | 0% | 0% | 0% | 0% | 0% | 0% | 0% | 0% | 0% | 0% | 0% | 0% | 0% | 0% | 0% | 0% | 7% | 0% | 0% | 0%
|  |  | 14 | Gas |  | G_IWH_NC |  |  | D | 16.8% | 0% | 0% | 0% | 58.2% | 0% | 14.2% | 0% | 0% | 0% | 0% | 0% | 33.5% | 0% | 0% | 0% | 1.7% | 0% | 10.5% | 0%
|  |  | 15 | Gas |  | G_IWH_NC |  |  | D | 0% | 0% | 52.3% | 0% | 0% | 0% | 0% | 0% | 12.8% | 0% | 0% | 0% | 0% | 0% | 0% | 0% | 0% | 0% | 0% | 0%
|  |  | 16 | Gas |  | Solar |  |  | C | 0% | 0% | 0% | 0% | 0% | 0% | 0% | 0% | 20.6% | 0% | 0% | 0% | 4.5% | 0% | 0% | 0% | 0% | 0% | 0% | 0%
|  |  | 17 | DH |  | TS |  |  | C | 0% | 0% | 0% | 0% | 0% | 0% | 0% | 0% | 0% | 0% | 0% | 0% | 0% | 0% | 0% | 0% | 0% | 0% | 0% | 0%
|  |  | 18 | El |  | HP_ExhAir |  |  | D | 0% | 0% | 0% | 0% | 0% | 0% | 0% | 0% | 0% | 0% | 0% | 0% | 0% | 0% | 0% | 0% | 0% | 0% | 0% | 0%
|  |  | 19 | Gas |  | B_C |  |  | D | 0% | 0% | 0% | 0% | 0% | 0% | 0% | 0% | 0% | 0% | 0% | 0% | 0% | 0% | 0% | 0% | 0% | 0% | 0% | 0%
|  |  | 20 | Gas |  | B_C |  |  | C | 0% | 0% | 0% | 0% | 0% | 0% | 0% | 0% | 0% | 0% | 0% | 0% | 0% | 0% | 0% | 0% | 0% | 0% | 0% | 0%
|  |  |  | Sum | [5 empty] | 100% | 0% | 100% | 0% | 100% | 0% | 100% | 0% | 99.9% | 0% | 100% | 0% | 100.1% | 0% | 100% | 0% | 100% | 0% | 100% | 0%
[5 empty] | thereof |  | central |  |  | 15.9% | 0% | 8.8% | 0% | 28.9% | 0% | 4.2% | 0% | 69.2% | 0% | 100% | 0% | 32.2% | 0% | 78.7% | 0% | 42% | 0% | 0% | 0%
[7 empty] | decentral |  |  | 84.1% | 0% | 91.2% | 0% | 71.1% | 0% | 95.8% | 0% | 30.7% | 0% | 0% | 0% | 67.9% | 0% | 21.3% | 0% | 58% | 0% | 100% | 0%
|  |  |  | Other Systems | [5 empty] | 0% | 0% | 0% | 0% | 0% | 0% | 0% | 0% | 0.1% | 0% | 0% | 0% | -0.1% | 0% | 0% | 0% | 0% | 0% | 0% | 0%
|  | Energy Balance | [16 empty] | All energy quantities in | MWh/a |  |  |  | Heating + DHW
[8 empty] | fuels related to |  |  | gross | 0% | calorific value
[28 empty] | Total |  | per m²
|  |  | Net heat need |  |  |  |  | 0 |  | 0 |  | 0 |  | 0 |  | 0 |  | 0 |  | 0 |  | 0 |  | 0 |  | 0 |  | 0 |  | 0
|  |  | Produced heat |  |  |  |  | 0 |  | 0 |  | 0 |  | 0 |  | 0 |  | 0 |  | 0 |  | 0 |  | 0 |  | 0 |  | 0 |  | 0
|  |  | Gas |  |  |  | 1 | 0 |  | 0 |  | 0 |  | 0 |  | 0 |  | 0 |  | 0 |  | 0 |  | 0 |  | 0 |  | 0 |  | 0
|  |  | Oil |  |  |  | 1 | 0 |  | 0 |  | 0 |  | 0 |  | 0 |  | 0 |  | 0 |  | 0 |  | 0 |  | 0 |  | 0 |  | 0
|  |  | Coal |  |  |  | 1 | 0 |  | 0 |  | 0 |  | 0 |  | 0 |  | 0 |  | 0 |  | 0 |  | 0 |  | 0 |  | 0 |  | 0
|  |  | Bio |  |  |  | 1 | 0 |  | 0 |  | 0 |  | 0 |  | 0 |  | 0 |  | 0 |  | 0 |  | 0 |  | 0 |  | 0 |  | 0
|  |  | DH |  |  |  |  | 0 |  | 0 |  | 0 |  | 0 |  | 0 |  | 0 |  | 0 |  | 0 |  | 0 |  | 0 |  | 0 |  | 0
|  |  | El |  |  |  |  | 0 |  | 0 |  | 0 |  | 0 |  | 0 |  | 0 |  | 0 |  | 0 |  | 0 |  | 0 |  | 0 |  | 0
|  |  | Other / not specified |  |  |  |  | 0 |  | 0 |  | 0 |  | 0 |  | 0 |  | 0 |  | 0 |  | 0 |  | 0 |  | 0 |  | 0 |  | 0
|  |  | Sum final energy |  |  |  |  | 0 |  | 0 |  | 0 |  | 0 |  | 0 |  | 0 |  | 0 |  | 0 |  | 0 |  | 0 |  | 0 |  | 0
|  |  | per m² |  |  |  |  | 0 |  | 0 |  | 0 |  | 0 |  | 0 |  | 0 |  | 0 |  | 0 |  | 0 |  | 0
|  |  | CHP electr. production |  |  |  |  | 0 |  | 0 |  | 0 |  | 0 |  | 0 |  | 0 |  | 0 |  | 0 |  | 0 |  | 0 |  | 0 |  | 0
| Version: |  | 2016-01-21
| TABULA Average Buildings | [29 empty] | EPISCOPE Monitoring Indicators
[5 empty] | Building Stock |  |  |  | GB | National |  |  | English Housing | [15 empty] | Year | 2012
[5 empty] | Details |  |  |  | Main English building type and age merged into smaller type and age band to give 9 average building types, bre model | English Housing | English Housing | English Housing | English Housing | English Housing | English Housing | English Housing | English Housing | English Housing | English Housing | English Housing | English Housing | English Housing | English Housing | English Housing | English Housing | English Housing | English Housing | English Housing | English Housing | English Housing | English Housing
Annotations to this sheet
[10 empty] | 1 |  | 2 |  | 3 |  | 4 |  | 5 |  | 6 |  | 7 |  | 8 |  | 9 |  | 10
|  |  | Building type / label | [6 empty] | TH.01 |  | TH.02-03 |  | TH.04-08 |  | SFH.01 |  | SFH.02-03 |  | SFH.04-08 |  | AB.01 |  | AB.02-03 |  | AB.04-08
Building size category
Construction time band
|  | General Data | [5 empty] | Total
|  |  | Number of buildings |  |  |  |  | 17428.4387 | 0 | 2770.7487 | 0 | 5600.985 | 0 | 4019.5756 | 0 | 522.2579 | 0 | 1305.3536 | 0 | 2861.944 | 0 | 135.0033 | 0 | 75.5542 | 0 | 137.0164 | 0 | 0 | 0 | 10^3
|  |  | Number of dwellings |  |  |  |  | 22720 | 0 | 2970 | 0 | 5800 | 0 | 4270 | 0 | 570 | 0 | 1430 | 0 | 3070 | 0 | 930 | 0 | 1120 | 0 | 2560 | 0 | 0 | 0 | 10^3
|  |  | Floor area national | [6 empty] | 305 | 0 | 511 | 0 | 344 | 0 | 113 | 0 | 195 | 0 | 413 | 0 | 67 | 0 | 67 | 0 | 148 | 0 | 0 | 0 | 10^6 m²
|  |  | Floor area TABULA |  |  |  |  | 2163 | 0 | 305 | 0 | 511 | 0 | 344 | 0 | 113 | 0 | 195 | 0 | 413 | 0 | 67 | 0 | 67 | 0 | 148 | 0 | 0 | 0 | 10^6 m²
Building Insulation
Original state / not refurbished fraction of the envelope area
U-values of the original state
|  |  |  | Roof | [5 empty] | 0.88434 |  | 0.64199 |  | 0.5191 |  | 0.88434 |  | 0.64199 |  | 0.5191 |  | 0.3243 |  | 0.3243 |  | 0.18658 |  | 0 |  | W/(m²K)
|  |  |  | Wall | [5 empty] | 1.9319 |  | 1.7655 |  | 0.9274 |  | 1.9319 |  | 1.7655 |  | 0.9274 |  | 1.9319 |  | 1.7655 |  | 0.9274 |  | 0 |  | W/(m²K)
|  |  |  | Window | [5 empty] | 4.0588 |  | 3.5878 |  | 3.7433 |  | 4.1285 |  | 3.62 |  | 3.8888 |  | 4.2229 |  | 3.7133 |  | 4.2497 |  | 0 |  | W/(m²K)
|  |  |  | Floor | [5 empty] | 0.59 |  | 0.59 |  | 0.59 |  | 0.72 |  | 0.72 |  | 0.72 |  | 0.45 |  | 0.45 |  | 0.45 |  | 0 |  | W/(m²K)
Refubishments (averages)
Refurbished fraction of envelope areas
|  |  |  | Roof | [5 empty] | 42% |  | 55% |  | 56% |  | 52% |  | 56% |  | 60% |  | 7% |  | 13% |  | 19% |  | 0%
|  |  |  | Wall | [5 empty] | 11% |  | 52% |  | 54% |  | 17% |  | 55% |  | 57% |  | 7% |  | 40% |  | 46% |  | 0%
|  |  |  | Window | [5 empty] | 62.11% |  | 76.22% |  | 74.42% |  | 56.62% |  | 75.32% |  | 80.83% |  | 48.14% |  | 85.67% |  | 90.89% |  | 0%
|  |  |  | Floor | [5 empty] | 0% |  | 0% |  | 0% |  | 0% |  | 0% |  | 0% |  | 0% |  | 0% |  | 0% |  | 0%
|  |  |  | Total (indicative) | [5 empty] | 22.54% |  | 42.82% |  | 42.85% |  | 26.28% |  | 43.23% |  | 45.96% |  | 10.78% |  | 41.49% |  | 47.57% |  | 0%
U-values of the refurbished fraction (averages)
|  |  |  | Roof | [5 empty] | 0.16424 |  | 0.15348 |  | 0.14526 |  | 0.16424 |  | 0.15348 |  | 0.14526 |  | 0.12435 |  | 0.12435 |  | 0.096922 |  | 0 |  | W/(m²K)
|  |  |  | Wall | [5 empty] | 0.73796 |  | 0.4689 |  | 0.3138 |  | 0.73796 |  | 0.4689 |  | 0.3138 |  | 0.73796 |  | 0.4689 |  | 0.3138 |  | 0 |  | W/(m²K)
|  |  |  | Window | [5 empty] | 2.5844 |  | 2.5844 |  | 2.5844 |  | 2.5844 |  | 2.5844 |  | 2.5844 |  | 2.5844 |  | 2.5844 |  | 2.5844 |  | 0 |  | W/(m²K)
|  |  |  | Floor | [5 empty] | 0 |  | 0 |  | 0 |  | 0 |  | 0 |  | 0 |  | 0 |  | 0 |  | 0 |  | 0 |  | W/(m²K)
Main Heat Supply Systems
Ventilation Systems with Heat Recovery
|  |  |  | Occurances | [5 empty] | 0% | 0% | 0% | 0% | 0% | 0% | 0% | 0% | 0% | 0% | 0% | 0% | 0% | 0% | 0% | 0% | 0% | 0% | 0% | 0%
Heating Systems
Occurances or Fractions of Produced Heat
|  |  | 1 | Gas |  | B_C |  |  | C | 90% | 0% | 100% | 0% | 90% | 0% | 50% | 0% | 90% | 0% | 90% | 0% | 80% | 0% | 85% | 0% | 60% | 0% |  | 0%
|  |  | 2 | El |  | E_Storage |  |  | D | 10% | 0% | 0% | 0% | 10% | 0% | 10% | 0% | 0% | 0% | 0% | 0% | 20% | 0% | 15% | 0% | 40% | 0% |  | 0%
|  |  | 3 | Oil |  | B_C |  |  | C | 0% | 0% | 0% | 0% | 0% | 0% | 40% | 0% | 10% | 0% | 10% | 0% | 0% | 0% | 0% | 0% | 0% | 0% |  | 0%
|  |  | 4 | [7 empty] | 0% |  | 0% |  | 0% |  | 0% |  | 0% |  | 0% |  | 0% |  | 0% |  | 0% |  | 0%
|  |  | 5 | [7 empty] | 0% |  | 0% |  | 0% |  | 0% |  | 0% |  | 0% |  | 0% |  | 0% |  | 0% |  | 0%
|  |  | 6 | [7 empty] | 0% |  | 0% |  | 0% |  | 0% |  | 0% |  | 0% |  | 0% |  | 0% |  | 0% |  | 0%
|  |  | 7 | [7 empty] | 0% |  | 0% |  | 0% |  | 0% |  | 0% |  | 0% |  | 0% |  | 0% |  | 0% |  | 0%
|  |  | 8 | [7 empty] | 0% |  | 0% |  | 0% |  | 0% |  | 0% |  | 0% |  | 0% |  | 0% |  | 0% |  | 0%
|  |  | 9 | [7 empty] | 0% |  | 0% |  | 0% |  | 0% |  | 0% |  | 0% |  | 0% |  | 0% |  | 0% |  | 0%
|  |  | 10 | [7 empty] | 0% |  | 0% |  | 0% |  | 0% |  | 0% |  | 0% |  | 0% |  | 0% |  | 0% |  | 0%
|  |  | 11 | [7 empty] | 0% |  | 0% |  | 0% |  | 0% |  | 0% |  | 0% |  | 0% |  | 0% |  | 0% |  | 0%
|  |  | 12 | [7 empty] | 0% |  | 0% |  | 0% |  | 0% |  | 0% |  | 0% |  | 0% |  | 0% |  | 0% |  | 0%
|  |  | 13 | [7 empty] | 0% |  | 0% |  | 0% |  | 0% |  | 0% |  | 0% |  | 0% |  | 0% |  | 0% |  | 0%
|  |  | 14 | [7 empty] | 0% |  | 0% |  | 0% |  | 0% |  | 0% |  | 0% |  | 0% |  | 0% |  | 0% |  | 0%
|  |  | 15 | [7 empty] | 0% |  | 0% |  | 0% |  | 0% |  | 0% |  | 0% |  | 0% |  | 0% |  | 0% |  | 0%
|  |  | 16 | [7 empty] | 0% |  | 0% |  | 0% |  | 0% |  | 0% |  | 0% |  | 0% |  | 0% |  | 0% |  | 0%
|  |  | 17 | [7 empty] | 0% |  | 0% |  | 0% |  | 0% |  | 0% |  | 0% |  | 0% |  | 0% |  | 0% |  | 0%
|  |  | 18 | [7 empty] | 0% |  | 0% |  | 0% |  | 0% |  | 0% |  | 0% |  | 0% |  | 0% |  | 0% |  | 0%
|  |  | 19 | [7 empty] | 0% |  | 0% |  | 0% |  | 0% |  | 0% |  | 0% |  | 0% |  | 0% |  | 0% |  | 0%
|  |  | 20 | [7 empty] | 0% |  | 0% |  | 0% |  | 0% |  | 0% |  | 0% |  | 0% |  | 0% |  | 0% |  | 0%
|  |  |  | Sum | [5 empty] | 100% | 0% | 100% | 0% | 100% | 0% | 100% | 0% | 100% | 0% | 100% | 0% | 100% | 0% | 100% | 0% | 100% | 0% |  | 0%
[5 empty] | thereof |  | central |  |  | 90% | 0% | 100% | 0% | 90% | 0% | 90% | 0% | 100% | 0% | 100% | 0% | 80% | 0% | 85% | 0% | 60% | 0% | 0% | 0%
[7 empty] | decentral |  |  | 10% | 0% | 0% | 0% | 10% | 0% | 10% | 0% | 0% | 0% | 0% | 0% | 20% | 0% | 15% | 0% | 40% | 0% | 0% | 0%
|  |  |  | Other Systems | [5 empty] | 0% | 0% | 0% | 0% | 0% | 0% | 0% | 0% | 0% | 0% | 0% | 0% | 0% | 0% | 0% | 0% | 0% | 0% |  | 0%
DHW Systems
Occurances or Fractions of Produced Heat
|  |  | 1 | Gas |  | B_C |  |  | C | 90% | 0% | 95% | 0% | 90% | 0% | 50% | 0% | 80% | 0% | 80% | 0% | 80% | 0% | 90% | 0% | 60% | 0% |  | 0%
|  |  | 2 | El |  | E_Immersion |  |  | C | 10% | 0% | 4% | 0% | 10% | 0% | 10% | 0% | 10% | 0% | 0% | 0% | 20% | 0% | 10% | 0% | 40% | 0% |  | 0%
|  |  | 3 | Oil |  | B_C |  |  | C | 0% | 0% | 1% | 0% | 0% | 0% | 40% | 0% | 10% | 0% | 10% | 0% | 0% | 0% | 0% | 0% | 0% | 0% |  | 0%
|  |  | 4 | [7 empty] | 0% |  | 0% |  | 0% |  | 0% |  | 0% |  | 0% |  | 0% |  | 0% |  | 0% |  | 0%
|  |  | 5 | [7 empty] | 0% |  | 0% |  | 0% |  | 0% |  | 0% |  | 0% |  | 0% |  | 0% |  | 0% |  | 0%
|  |  | 6 | [7 empty] | 0% |  | 0% |  | 0% |  | 0% |  | 0% |  | 0% |  | 0% |  | 0% |  | 0% |  | 0%
|  |  | 7 | [7 empty] | 0% |  | 0% |  | 0% |  | 0% |  | 0% |  | 0% |  | 0% |  | 0% |  | 0% |  | 0%
|  |  | 8 | [7 empty] | 0% |  | 0% |  | 0% |  | 0% |  | 0% |  | 0% |  | 0% |  | 0% |  | 0% |  | 0%
|  |  | 9 | [7 empty] | 0% |  | 0% |  | 0% |  | 0% |  | 0% |  | 0% |  | 0% |  | 0% |  | 0% |  | 0%
|  |  | 10 | [7 empty] | 0% |  | 0% |  | 0% |  | 0% |  | 0% |  | 0% |  | 0% |  | 0% |  | 0% |  | 0%
|  |  | 11 | [7 empty] | 0% |  | 0% |  | 0% |  | 0% |  | 0% |  | 0% |  | 0% |  | 0% |  | 0% |  | 0%
|  |  | 12 | [7 empty] | 0% |  | 0% |  | 0% |  | 0% |  | 0% |  | 0% |  | 0% |  | 0% |  | 0% |  | 0%
|  |  | 13 | [7 empty] | 0% |  | 0% |  | 0% |  | 0% |  | 0% |  | 0% |  | 0% |  | 0% |  | 0% |  | 0%
|  |  | 14 | [7 empty] | 0% |  | 0% |  | 0% |  | 0% |  | 0% |  | 0% |  | 0% |  | 0% |  | 0% |  | 0%
|  |  | 15 | [7 empty] | 0% |  | 0% |  | 0% |  | 0% |  | 0% |  | 0% |  | 0% |  | 0% |  | 0% |  | 0%
|  |  | 16 | [7 empty] | 0% |  | 0% |  | 0% |  | 0% |  | 0% |  | 0% |  | 0% |  | 0% |  | 0% |  | 0%
|  |  | 17 | [7 empty] | 0% |  | 0% |  | 0% |  | 0% |  | 0% |  | 0% |  | 0% |  | 0% |  | 0% |  | 0%
|  |  | 18 | [7 empty] | 0% |  | 0% |  | 0% |  | 0% |  | 0% |  | 0% |  | 0% |  | 0% |  | 0% |  | 0%
|  |  | 19 | [7 empty] | 0% |  | 0% |  | 0% |  | 0% |  | 0% |  | 0% |  | 0% |  | 0% |  | 0% |  | 0%
|  |  | 20 | [7 empty] | 0% |  | 0% |  | 0% |  | 0% |  | 0% |  | 0% |  | 0% |  | 0% |  | 0% |  | 0%
|  |  |  | Sum | [5 empty] | 100% | 0% | 100% | 0% | 100% | 0% | 100% | 0% | 100% | 0% | 90% | 0% | 100% | 0% | 100% | 0% | 100% | 0% |  | 0%
[5 empty] | thereof |  | central |  |  | 100% | 0% | 100% | 0% | 100% | 0% | 100% | 0% | 100% | 0% | 90% | 0% | 100% | 0% | 100% | 0% | 100% | 0% | 0% | 0%
[7 empty] | decentral |  |  | 0% | 0% | 0% | 0% | 0% | 0% | 0% | 0% | 0% | 0% | 0% | 0% | 0% | 0% | 0% | 0% | 0% | 0% | 0% | 0%
|  |  |  | Other Systems | [5 empty] | 0% | 0% | 0% | 0% | 0% | 0% | 0% | 0% | 0% | 0% | 10% | 0% | 0% | 0% | 0% | 0% | 0% | 0% |  | 0%
|  | Energy Balance | [16 empty] | All energy quantities in | GWh/a |  |  |  | Heating + DHW
bre model of English housing
[8 empty] | fuels related to |  |  | gross | 0% | calorific value
[28 empty] | Total |  | per m²
|  |  | Net heat need |  |  |  |  | 59100 |  | 86200 |  | 47100 |  | 22700 |  | 33100 |  | 53500 |  | 13100 |  | 10900 |  | 16900 |  | 0 |  | 342600 |  | 158.3911
|  |  | Produced heat |  |  |  |  | 80700 |  | 116600 |  | 61700 |  | 31700 |  | 45900 |  | 72900 |  | 16000 |  | 13300 |  | 19000 |  | 0 |  | 457800 |  | 211.6505
|  |  | Gas |  |  |  | 1 | 71100 |  | 111000 |  | 57500 |  | 15800 |  | 39200 |  | 63400 |  | 12200 |  | 11100 |  | 12400 |  | 0 |  | 393700 |  | 182.0157
|  |  | Oil |  |  |  | 1 | 4100 |  | 1500 |  | 500 |  | 12200 |  | 3800 |  | 7400 |  | 100 |  | 36 |  | 50 |  | 0 |  | 29686 |  | 13.7245
|  |  | Coal |  |  |  | 1 | 0 |  | 0 |  | 0 |  | 0 |  | 0 |  | 0 |  | 0 |  | 0 |  | 0 |  | 0 |  | 0 |  | 0
|  |  | Bio |  |  |  | 1 | 0 |  | 0 |  | 0 |  | 0 |  | 0 |  | 0 |  | 0 |  | 0 |  | 0 |  | 0 |  | 0 |  | 0
|  |  | DH |  |  |  |  | 0 |  | 0 |  | 0 |  | 0 |  | 0 |  | 0 |  | 0 |  | 0 |  | 0 |  | 0 |  | 0 |  | 0
|  |  | El |  |  |  |  | 3300 |  | 2200 |  | 3300 |  | 1500 |  | 1400 |  | 1200 |  | 3000 |  | 1400 |  | 5400 |  | 0 |  | 22700 |  | 10.4947
|  |  | Other / not specified |  |  |  |  | 0 |  | 0 |  | 0 |  | 0 |  | 0 |  | 0 |  | 0 |  | 0 |  | 0 |  | 0 |  | 0 |  | 0
|  |  | Sum final energy |  |  |  |  | 78500 |  | 114700 |  | 61300 |  | 29500 |  | 44400 |  | 72000 |  | 15300 |  | 12536 |  | 17850 |  | 0 |  | 446086 |  | 206.2349
|  |  | per m² |  |  |  |  | 257.377 |  | 224.4618 |  | 178.1977 |  | 261.0619 |  | 227.6923 |  | 174.3341 |  | 228.3582 |  | 187.1045 |  | 120.6081
|  |  | CHP electr. production |  |  |  |  | 0 |  | 0 |  | 0 |  | 0 |  | 0 |  | 0 |  | 0 |  | 0 |  | 0 |  | 0 |  | 0 |  | 0
| Version: |  | 2016-01-21
| TABULA Average Buildings | [29 empty] | EPISCOPE Monitoring Indicators
[5 empty] | Building Stock |  |  |  | GR | National |  |  | Greek residential building stock | [15 empty] | Year | 2015
[5 empty] | Details |  |  |  | NOA model of the Greek residential building stock | Greek residential building stock | Greek residential building stock | Greek residential building stock | Greek residential building stock | Greek residential building stock | Greek residential building stock | Greek residential building stock | Greek residential building stock | Greek residential building stock | Greek residential building stock | Greek residential building stock | Greek residential building stock | Greek residential building stock | Greek residential building stock | Greek residential building stock | Greek residential building stock | Greek residential building stock | Greek residential building stock | Greek residential building stock | Greek residential building stock | Greek residential building stock | Greek residential building stock
Annotations to this sheet
[10 empty] | 1 |  | 2 |  | 3 |  | 4 |  | 5 |  | 6 |  | 7 |  | 8 |  | 9 |  | 10
|  |  | Building type / label | [6 empty] | SFH.01.Gen |  | SFH.02-03.Gen |  | SFH.04.Gen |  | MFH.01.Gen |  | MFH.02-03.Gen |  | MFH.04.Gen
Building size category
Construction time band
|  | General Data | [5 empty] | Total
|  |  | Number of buildings |  |  |  |  | 1151320.6525 | 0 | 546950.2132 | 0 | 461105.8177 | 0 | 255.7262 | 0 | 38469.1331 | 0 | 104400.1899 | 0 | 139.5724 | 0 | 0 | 0 | 0 | 0 | 0 | 0 | 0 | 0 | 10^0
|  |  | Number of dwellings |  |  |  |  | 5079.656 | 0 | 1572.664 | 0 | 922.003 | 0 | 0 | 0 | 1147.799 | 0 | 1437.19 | 0 | 0 | 0 | 0 | 0 | 0 | 0 | 0 | 0 | 0 | 0 | 10^3
|  |  | Floor area national | [6 empty] | 133.6765 | 0 | 123.3516 | 0 | 0.072289 | 0 | 74.6069 | 0 | 154.4263 | 0 | 0.1653 | 0 | 0 | 0 | 0 | 0 | 0 | 0 | 0 | 0 | 10^6 m²
|  |  | Floor area TABULA |  |  |  |  | 308.8264 | 0 | 79.5375 | 0 | 73.3942 | 0 | 0.043011 | 0 | 50.7327 | 0 | 105.0099 | 0 | 0.1091 | 0 | 0 | 0 | 0 | 0 | 0 | 0 | 0 | 0 | 10^6 m²
Building Insulation
Original state / not refurbished fraction of the envelope area
U-values of the original state
|  |  |  | Roof | [5 empty] | 2.81 |  | 0.99 |  | 0.45 |  | 2.86 |  | 0.99 |  | 0.49 |  | 0 |  | 0 |  | 0 |  | 0 |  | W/(m²K)
|  |  |  | Wall | [5 empty] | 2.11 |  | 0.97 |  | 0.51 |  | 2.06 |  | 0.93 |  | 0.55 |  | 0 |  | 0 |  | 0 |  | 0 |  | W/(m²K)
|  |  |  | Window | [5 empty] | 4.74 |  | 3.95 |  | 2.99 |  | 5 |  | 4.13 |  | 2.98 |  | 0 |  | 0 |  | 0 |  | 0 |  | W/(m²K)
|  |  |  | Floor | [5 empty] | 2.99 |  | 2.26 |  | 0.87 |  | 3.05 |  | 1.75 |  | 0.59 |  | 0 |  | 0 |  | 0 |  | 0 |  | W/(m²K)
Refubishments (averages)
Refurbished fraction of envelope areas
|  |  |  | Roof | [5 empty] | 0% |  | 0% |  | 0% |  | 0% |  | 0% |  | 0% |  | 0% |  | 0% |  | 0% |  | 0%
|  |  |  | Wall | [5 empty] | 0% |  | 0% |  | 0% |  | 0% |  | 0% |  | 0% |  | 0% |  | 0% |  | 0% |  | 0%
|  |  |  | Window | [5 empty] | 0% |  | 0% |  | 0% |  | 0% |  | 0% |  | 0% |  | 0% |  | 0% |  | 0% |  | 0%
|  |  |  | Floor | [5 empty] | 0% |  | 0% |  | 0% |  | 0% |  | 0% |  | 0% |  | 0% |  | 0% |  | 0% |  | 0%
|  |  |  | Total (indicative) | [5 empty] | 0% |  | 0% |  | 0% |  | 0% |  | 0% |  | 0% |  | 0% |  | 0% |  | 0% |  | 0%
U-values of the refurbished fraction (averages)
|  |  |  | Roof | [5 empty] | 0 |  | 0 |  | 0 |  | 0 |  | 0 |  | 0 |  | 0 |  | 0 |  | 0 |  | 0 |  | W/(m²K)
|  |  |  | Wall | [5 empty] | 0 |  | 0 |  | 0 |  | 0 |  | 0 |  | 0 |  | 0 |  | 0 |  | 0 |  | 0 |  | W/(m²K)
|  |  |  | Window | [5 empty] | 0 |  | 0 |  | 0 |  | 0 |  | 0 |  | 0 |  | 0 |  | 0 |  | 0 |  | 0 |  | W/(m²K)
|  |  |  | Floor | [5 empty] | 0 |  | 0 |  | 0 |  | 0 |  | 0 |  | 0 |  | 0 |  | 0 |  | 0 |  | 0 |  | W/(m²K)
Main Heat Supply Systems
Ventilation Systems with Heat Recovery
|  |  |  | Occurances | [5 empty] | 0% | 0% | 0% | 0% | 0% | 0% | 0% | 0% | 0% | 0% | 0% | 0% | 0% | 0% | 0% | 0% | 0% | 0% | 0% | 0%
Heating Systems
Occurances or Fractions of Produced Heat
|  |  | 1 | Oil |  | B |  |  | C | 48.6% | 0% | 70% | 0% | 38.2% | 0% | 63.51% | 0% | 72.94% | 0% | 35.6% | 0% |  | 0% |  | 0% |  | 0% |  | 0%
|  |  | 2 | Gas |  | B |  |  | C | 1.9% | 0% | 0.6% | 0% | 23.5% | 0% | 15.57% | 0% | 11.44% | 0% | 28.9% | 0% |  | 0% |  | 0% |  | 0% |  | 0%
|  |  | 3 | El |  | HP |  |  | D | 4.8% | 0% | 4.5% | 0% | 38.3% | 0% | 7.423% | 0% | 4.045% | 0% | 35.5% | 0% |  | 0% |  | 0% |  | 0% |  | 0%
|  |  | 4 | DH |  | TS |  |  | C | 0.6% | 0% | 0% | 0% | 0% | 0% | 0.8247% | 0% | 1.395% | 0% | 0% | 0% |  | 0% |  | 0% |  | 0% |  | 0%
|  |  | 5 | El |  | E |  |  | D | 7.8% | 0% | 3.4% | 0% | 0% | 0% | 8.557% | 0% | 5.718% | 0% | 0% | 0% |  | 0% |  | 0% |  | 0% |  | 0%
|  |  | 6 | Oil |  | Stove |  |  | D | 12.9% | 0% | 5.1% | 0% | 0% | 0% | 1.753% | 0% | 0.6974% | 0% | 0% | 0% |  | 0% |  | 0% |  | 0% |  | 0%
|  |  | 7 | Bio_FW |  | OpenFire |  |  | D | 23.4% | 0% | 16.4% | 0% | 0% | 0% | 2.371% | 0% | 3.766% | 0% | 0% | 0% |  | 0% |  | 0% |  | 0% |  | 0%
|  |  | 8 | [7 empty] | 0% |  | 0% |  | 0% |  | 0% |  | 0% |  | 0% |  | 0% |  | 0% |  | 0% |  | 0%
|  |  | 9 | [7 empty] | 0% |  | 0% |  | 0% |  | 0% |  | 0% |  | 0% |  | 0% |  | 0% |  | 0% |  | 0%
|  |  | 10 | [7 empty] | 0% |  | 0% |  | 0% |  | 0% |  | 0% |  | 0% |  | 0% |  | 0% |  | 0% |  | 0%
|  |  | 11 | [7 empty] | 0% |  | 0% |  | 0% |  | 0% |  | 0% |  | 0% |  | 0% |  | 0% |  | 0% |  | 0%
|  |  | 12 | [7 empty] | 0% |  | 0% |  | 0% |  | 0% |  | 0% |  | 0% |  | 0% |  | 0% |  | 0% |  | 0%
|  |  | 13 | [7 empty] | 0% |  | 0% |  | 0% |  | 0% |  | 0% |  | 0% |  | 0% |  | 0% |  | 0% |  | 0%
|  |  | 14 | [7 empty] | 0% |  | 0% |  | 0% |  | 0% |  | 0% |  | 0% |  | 0% |  | 0% |  | 0% |  | 0%
|  |  | 15 | [7 empty] | 0% |  | 0% |  | 0% |  | 0% |  | 0% |  | 0% |  | 0% |  | 0% |  | 0% |  | 0%
|  |  | 16 | [7 empty] | 0% |  | 0% |  | 0% |  | 0% |  | 0% |  | 0% |  | 0% |  | 0% |  | 0% |  | 0%
|  |  | 17 | [7 empty] | 0% |  | 0% |  | 0% |  | 0% |  | 0% |  | 0% |  | 0% |  | 0% |  | 0% |  | 0%
|  |  | 18 | [7 empty] | 0% |  | 0% |  | 0% |  | 0% |  | 0% |  | 0% |  | 0% |  | 0% |  | 0% |  | 0%
|  |  | 19 | [7 empty] | 0% |  | 0% |  | 0% |  | 0% |  | 0% |  | 0% |  | 0% |  | 0% |  | 0% |  | 0%
|  |  | 20 | [7 empty] | 0% |  | 0% |  | 0% |  | 0% |  | 0% |  | 0% |  | 0% |  | 0% |  | 0% |  | 0%
|  |  |  | Sum | [5 empty] | 100% | 0% | 100% | 0% | 100% | 0% | 100% | 0% | 100% | 0% | 100% | 0% |  | 0% |  | 0% |  | 0% |  | 0%
[5 empty] | thereof |  | central |  |  | 51.1% | 0% | 70.6% | 0% | 61.7% | 0% | 79.9% | 0% | 85.77% | 0% | 64.5% | 0% | 0% | 0% | 0% | 0% | 0% | 0% | 0% | 0%
[7 empty] | decentral |  |  | 48.9% | 0% | 29.4% | 0% | 38.3% | 0% | 20.1% | 0% | 14.23% | 0% | 35.5% | 0% | 0% | 0% | 0% | 0% | 0% | 0% | 0% | 0%
|  |  |  | Other Systems | [5 empty] | 0% | 0% | 0% | 0% | 0% | 0% | 0% | 0% | 0% | 0% | 0% | 0% |  | 0% |  | 0% |  | 0% |  | 0%
DHW Systems
Occurances or Fractions of Produced Heat
|  |  | 1 | El |  | E |  |  | D | 69.01% | 0% | 56.84% | 0% | 19.98% | 0% | 80.42% | 0% | 64.9% | 0% | 19.98% | 0% |  | 0% |  | 0% |  | 0% |  | 0%
|  |  | 2 | Oil |  | B |  |  | C | 13.83% | 0% | 19.75% | 0% | 9.99% | 0% | 6.75% | 0% | 13.33% | 0% | 9.99% | 0% |  | 0% |  | 0% |  | 0% |  | 0%
|  |  | 3 | Gas |  | B |  |  | C | 0.92% | 0% | 0.13% | 0% | 9.99% | 0% | 3.14% | 0% | 3.13% | 0% | 9.99% | 0% |  | 0% |  | 0% |  | 0% |  | 0%
|  |  | 4 | - |  | Solar |  |  | D | 16.24% | 0% | 23.28% | 0% | 60% | 0% | 9.7% | 0% | 18.64% | 0% | 60% | 0% |  | 0% |  | 0% |  | 0% |  | 0%
|  |  | 5 | [7 empty] | 0% |  | 0% |  | 0% |  | 0% |  | 0% |  | 0% |  | 0% |  | 0% |  | 0% |  | 0%
|  |  | 6 | [7 empty] | 0% |  | 0% |  | 0% |  | 0% |  | 0% |  | 0% |  | 0% |  | 0% |  | 0% |  | 0%
|  |  | 7 | [7 empty] | 0% |  | 0% |  | 0% |  | 0% |  | 0% |  | 0% |  | 0% |  | 0% |  | 0% |  | 0%
|  |  | 8 | [7 empty] | 0% |  | 0% |  | 0% |  | 0% |  | 0% |  | 0% |  | 0% |  | 0% |  | 0% |  | 0%
|  |  | 9 | [7 empty] | 0% |  | 0% |  | 0% |  | 0% |  | 0% |  | 0% |  | 0% |  | 0% |  | 0% |  | 0%
|  |  | 10 | [7 empty] | 0% |  | 0% |  | 0% |  | 0% |  | 0% |  | 0% |  | 0% |  | 0% |  | 0% |  | 0%
|  |  | 11 | [7 empty] | 0% |  | 0% |  | 0% |  | 0% |  | 0% |  | 0% |  | 0% |  | 0% |  | 0% |  | 0%
|  |  | 12 | [7 empty] | 0% |  | 0% |  | 0% |  | 0% |  | 0% |  | 0% |  | 0% |  | 0% |  | 0% |  | 0%
|  |  | 13 | [7 empty] | 0% |  | 0% |  | 0% |  | 0% |  | 0% |  | 0% |  | 0% |  | 0% |  | 0% |  | 0%
|  |  | 14 | [7 empty] | 0% |  | 0% |  | 0% |  | 0% |  | 0% |  | 0% |  | 0% |  | 0% |  | 0% |  | 0%
|  |  | 15 | [7 empty] | 0% |  | 0% |  | 0% |  | 0% |  | 0% |  | 0% |  | 0% |  | 0% |  | 0% |  | 0%
|  |  | 16 | [7 empty] | 0% |  | 0% |  | 0% |  | 0% |  | 0% |  | 0% |  | 0% |  | 0% |  | 0% |  | 0%
|  |  | 17 | [7 empty] | 0% |  | 0% |  | 0% |  | 0% |  | 0% |  | 0% |  | 0% |  | 0% |  | 0% |  | 0%
|  |  | 18 | [7 empty] | 0% |  | 0% |  | 0% |  | 0% |  | 0% |  | 0% |  | 0% |  | 0% |  | 0% |  | 0%
|  |  | 19 | [7 empty] | 0% |  | 0% |  | 0% |  | 0% |  | 0% |  | 0% |  | 0% |  | 0% |  | 0% |  | 0%
|  |  | 20 | [7 empty] | 0% |  | 0% |  | 0% |  | 0% |  | 0% |  | 0% |  | 0% |  | 0% |  | 0% |  | 0%
|  |  |  | Sum | [5 empty] | 100% | 0% | 100% | 0% | 99.96% | 0% | 100% | 0% | 100% | 0% | 99.96% | 0% |  | 0% |  | 0% |  | 0% |  | 0%
[5 empty] | thereof |  | central |  |  | 14.75% | 0% | 19.88% | 0% | 19.98% | 0% | 9.89% | 0% | 16.46% | 0% | 19.98% | 0% | 0% | 0% | 0% | 0% | 0% | 0% | 0% | 0%
[7 empty] | decentral |  |  | 85.25% | 0% | 80.12% | 0% | 79.98% | 0% | 90.12% | 0% | 83.54% | 0% | 79.98% | 0% | 0% | 0% | 0% | 0% | 0% | 0% | 0% | 0%
|  |  |  | Other Systems | [5 empty] | 0% | 0% | 0% | 0% | 0.04% | 0% | -0.01% | 0% | 0% | 0% | 0.04% | 0% |  | 0% |  | 0% |  | 0% |  | 0%
|  | Energy Balance | [16 empty] | All energy quantities in | GWh/a |  |  |  | Heating + DHW
[8 empty] | fuels related to |  |  | gross | 0% | calorific value
[28 empty] | Total |  | per m²
|  |  | Net heat need |  |  |  |  | 15820.0088 |  | 8352.2614 |  | 2.6193 |  | 5758.1624 |  | 7875.7415 |  | 4.4403 |  | 0 |  | 0 |  | 0 |  | 0 |  | 37813.2337 |  | 122.4417
|  |  | Produced heat |  |  |  |  | 16045.2893 |  | 8109.3703 |  | 2.274 |  | 7107.0476 |  | 7952.8181 |  | 2.7076 |  | 0 |  | 0 |  | 0 |  | 0 |  | 39219.5068 |  | 126.9953
|  |  | Gas |  |  |  | 1 | 468.4918 |  | 60.5355 |  | 0.57529 |  | 1202.6694 |  | 943.223 |  | 0.84551 |  | 0 |  | 0 |  | 0 |  | 0 |  | 2676.3405 |  | 8.6662
|  |  | Oil |  |  |  | 1 | 15163.4426 |  | 7739.1996 |  | 0.84321 |  | 6064.5429 |  | 6392.9586 |  | 0.97436 |  | 0 |  | 0 |  | 0 |  | 0 |  | 35361.9612 |  | 114.5043
|  |  | Coal |  |  |  | 1 | 0 |  | 0 |  | 0 |  | 0 |  | 0 |  | 0 |  | 0 |  | 0 |  | 0 |  | 0 |  | 0 |  | 0
|  |  | Bio |  |  |  | 1 | 20809.8256 |  | 6972.8319 |  | 0 |  | 657.6476 |  | 1206.4713 |  | 0 |  | 0 |  | 0 |  | 0 |  | 0 |  | 29646.7764 |  | 95.9982
|  |  | DH |  |  |  |  | 1071.2747 |  | 416.1452 |  | 0.66551 |  | 518.9172 |  | 281.1687 |  | 0.53447 |  | 0 |  | 0 |  | 0 |  | 0 |  | 2288.7057 |  | 7.411
|  |  | El |  |  |  |  | 3475.1127 |  | 1352.4498 |  | 0.4031 |  | 1199.1505 |  | 1688.3959 |  | 0.58684 |  | 0 |  | 0 |  | 0 |  | 0 |  | 7716.0989 |  | 24.9852
|  |  | Other / not specified |  |  |  |  | 0 |  | 0 |  | 0 |  | 0 |  | 0 |  | 0 |  | 0 |  | 0 |  | 0 |  | 0 |  | 0 |  | 0
|  |  | Sum final energy |  |  |  |  | 40988.1474 |  | 16541.162 |  | 2.4871 |  | 9642.9275 |  | 10512.2176 |  | 2.9412 |  | 0 |  | 0 |  | 0 |  | 0 |  | 77689.8828 |  | 251.5649
|  |  | per m² |  |  |  |  | 515.3311 |  | 225.3742 |  | 57.8255 |  | 190.0732 |  | 100.1069 |  | 26.959
|  |  | CHP electr. production |  |  |  |  | 0 |  | 0 |  | 0 |  | 0 |  | 0 |  | 0 |  | 0 |  | 0 |  | 0 |  | 0 |  | 0 |  | 0
| Version: |  | 2016-01-21
| TABULA Average Buildings | [29 empty] | EPISCOPE Monitoring Indicators
[5 empty] | Building Stock |  |  |  | HU | Local |  |  | Local building stock of Budaörs, Hungary | [15 empty] | Year | 2015
[5 empty] | Details |  |  |  | national average buildings applied for the case study, BME model / based on a survey involving 2000 buildings in 2015 | Local building stock of Budaörs, Hungary | Local building stock of Budaörs, Hungary | Local building stock of Budaörs, Hungary | Local building stock of Budaörs, Hungary | Local building stock of Budaörs, Hungary | Local building stock of Budaörs, Hungary | Local building stock of Budaörs, Hungary | Local building stock of Budaörs, Hungary | Local building stock of Budaörs, Hungary | Local building stock of Budaörs, Hungary | Local building stock of Budaörs, Hungary | Local building stock of Budaörs, Hungary | Local building stock of Budaörs, Hungary | Local building stock of Budaörs, Hungary | Local building stock of Budaörs, Hungary | Local building stock of Budaörs, Hungary | Local building stock of Budaörs, Hungary | Local building stock of Budaörs, Hungary | Local building stock of Budaörs, Hungary | Local building stock of Budaörs, Hungary | Local building stock of Budaörs, Hungary | Local building stock of Budaörs, Hungary
Annotations to this sheet
[10 empty] | 1 |  | 2 |  | 3 |  | 4 |  | 5 |  | 6 |  | 7 |  | 8 |  | 9 |  | 10
|  |  | Building type / label | [6 empty] | SFH.01 |  | MFH.01 |  | AB.01 |  | SFH.02 |  | MFH.02
Building size category
Construction time band
|  | General Data | [5 empty] | Total
|  |  | Number of buildings |  |  |  |  | 9099.6516 | 0 | 5881.3712 | 0 | 0 | 0 | 35.7038 | 0 | 3129.9311 | 0 | 52.6455 | 0 | 0 | 0 | 0 | 0 | 0 | 0 | 0 | 0 | 0 | 0 | 10^0
|  |  | Number of dwellings |  |  |  |  | 12380 | 0 | 5881 | 0 | 0 | 0 | 2106 | 0 | 3130 | 0 | 1263 | 0 | 0 | 0 | 0 | 0 | 0 | 0 | 0 | 0 | 0 | 0 | 10^0
|  |  | Floor area national | [6 empty] | 594.489 | 0 | 0 | 0 | 139.47 | 0 | 490.961 | 0 | 85.899 | 0 | 0 | 0 | 0 | 0 | 0 | 0 | 0 | 0 | 0 | 0 | 10^3 m²
|  |  | Floor area TABULA |  |  |  |  | 1310.819 | 0 | 594.489 | 0 | 0 | 0 | 139.47 | 0 | 490.961 | 0 | 85.899 | 0 | 0 | 0 | 0 | 0 | 0 | 0 | 0 | 0 | 0 | 0 | 10^3 m²
Building Insulation
Original state / not refurbished fraction of the envelope area
U-values of the original state
|  |  |  | Roof | [5 empty] | 0.95 |  | 0.85 |  | 0.62 |  | 0.33569 |  | 0.30624 |  | 0 |  | 0 |  | 0 |  | 0 |  | 0 |  | W/(m²K)
|  |  |  | Wall | [5 empty] | 1.2 |  | 1.23 |  | 1.13 |  | 0.52 |  | 0.52 |  | 0 |  | 0 |  | 0 |  | 0 |  | 0 |  | W/(m²K)
|  |  |  | Window | [5 empty] | 2.86 |  | 2.59 |  | 2.81 |  | 1.78 |  | 1.76 |  | 0 |  | 0 |  | 0 |  | 0 |  | 0 |  | W/(m²K)
|  |  |  | Floor | [5 empty] | 1.0155 |  | 0.98712 |  | 1.0718 |  | 0.58941 |  | 0.53599 |  | 0 |  | 0 |  | 0 |  | 0 |  | 0 |  | W/(m²K)
Refubishments (averages)
Refurbished fraction of envelope areas
|  |  |  | Roof | [5 empty] | 9.2% |  | 3.6% |  | 14.1% |  | 5.67% |  | 0.8198% |  | 0% |  | 0% |  | 0% |  | 0% |  | 0%
|  |  |  | Wall | [5 empty] | 11.5% |  | 6.6% |  | 14.9% |  | 8.3% |  | 1.9% |  | 0% |  | 0% |  | 0% |  | 0% |  | 0%
|  |  |  | Window | [5 empty] | 19.7% |  | 20.8% |  | 33.5% |  | 6.8% |  | 2% |  | 0% |  | 0% |  | 0% |  | 0% |  | 0%
|  |  |  | Floor | [5 empty] | 0.5657% |  | 0.2847% |  | 6.94% |  | 0.1941% |  | 0.8504% |  | 0% |  | 0% |  | 0% |  | 0% |  | 0%
|  |  |  | Total (indicative) | [5 empty] | 8.066% |  | 6.492% |  | 16.92% |  | 5.315% |  | 1.465% |  | 0% |  | 0% |  | 0% |  | 0% |  | 0%
U-values of the refurbished fraction (averages)
|  |  |  | Roof | [5 empty] | 0.36329 |  | 0.34765 |  | 0.22282 |  | 0.24608 |  | 0.14973 |  | 0 |  | 0 |  | 0 |  | 0 |  | 0 |  | W/(m²K)
|  |  |  | Wall | [5 empty] | 0.51064 |  | 0.51599 |  | 0.34663 |  | 0.32808 |  | 0.32808 |  | 0 |  | 0 |  | 0 |  | 0 |  | 0 |  | W/(m²K)
|  |  |  | Window | [5 empty] | 1.55 |  | 1.55 |  | 1.76 |  | 1.18 |  | 1.18 |  | 0 |  | 0 |  | 0 |  | 0 |  | 0 |  | W/(m²K)
|  |  |  | Floor | [5 empty] | 0.61224 |  | 0.54247 |  | 0.58723 |  | 0.46904 |  | 0.35789 |  | 0 |  | 0 |  | 0 |  | 0 |  | 0 |  | W/(m²K)
Main Heat Supply Systems
Ventilation Systems with Heat Recovery
|  |  |  | Occurances | [5 empty] | 0% | 0% | 0% | 0% | 0% | 0% | 0% | 0% | 0% | 0% | 0% | 0% | 0% | 0% | 0% | 0% | 0% | 0% | 0% | 0%
Heating Systems
Occurances or Fractions of Produced Heat
|  |  | 1 | Gas |  | B_NC_CT |  |  | C | 20.7% | 0% |  | 0% | 8.6% | 0% | 35.3% | 0% | 29.8% | 0% |  | 0% |  | 0% |  | 0% |  | 0% |  | 0%
|  |  | 2 | DH |  |  |  |  | C | 0% | 0% |  | 0% | 72.3% | 0% | 0% | 0% | 6.5% | 0% |  | 0% |  | 0% |  | 0% |  | 0% |  | 0%
|  |  | 3 | El |  | E |  |  | D | 1.8% | 0% |  | 0% | 0% | 0% | 1.2% | 0% | 2% | 0% |  | 0% |  | 0% |  | 0% |  | 0% |  | 0%
|  |  | 4 | Gas |  | B_NC_CT |  |  | D | 48.4% | 0% |  | 0% | 18.7% | 0% | 53.8% | 0% | 61.7% | 0% |  | 0% |  | 0% |  | 0% |  | 0% |  | 0%
|  |  | 5 | Bio_Wood |  | Stove_S |  |  | D | 29.1% | 0% |  | 0% | 0.3% | 0% | 9.7% | 0% | 0% | 0% |  | 0% |  | 0% |  | 0% |  | 0% |  | 0%
|  |  | 6 | [7 empty] | 0% |  | 0% |  | 0% |  | 0% |  | 0% |  | 0% |  | 0% |  | 0% |  | 0% |  | 0%
|  |  | 7 | [7 empty] | 0% |  | 0% |  | 0% |  | 0% |  | 0% |  | 0% |  | 0% |  | 0% |  | 0% |  | 0%
|  |  | 8 | [7 empty] | 0% |  | 0% |  | 0% |  | 0% |  | 0% |  | 0% |  | 0% |  | 0% |  | 0% |  | 0%
|  |  | 9 | [7 empty] | 0% |  | 0% |  | 0% |  | 0% |  | 0% |  | 0% |  | 0% |  | 0% |  | 0% |  | 0%
|  |  | 10 | [7 empty] | 0% |  | 0% |  | 0% |  | 0% |  | 0% |  | 0% |  | 0% |  | 0% |  | 0% |  | 0%
|  |  | 11 | [7 empty] | 0% |  | 0% |  | 0% |  | 0% |  | 0% |  | 0% |  | 0% |  | 0% |  | 0% |  | 0%
|  |  | 12 | [7 empty] | 0% |  | 0% |  | 0% |  | 0% |  | 0% |  | 0% |  | 0% |  | 0% |  | 0% |  | 0%
|  |  | 13 | [7 empty] | 0% |  | 0% |  | 0% |  | 0% |  | 0% |  | 0% |  | 0% |  | 0% |  | 0% |  | 0%
|  |  | 14 | [7 empty] | 0% |  | 0% |  | 0% |  | 0% |  | 0% |  | 0% |  | 0% |  | 0% |  | 0% |  | 0%
|  |  | 15 | [7 empty] | 0% |  | 0% |  | 0% |  | 0% |  | 0% |  | 0% |  | 0% |  | 0% |  | 0% |  | 0%
|  |  | 16 | [7 empty] | 0% |  | 0% |  | 0% |  | 0% |  | 0% |  | 0% |  | 0% |  | 0% |  | 0% |  | 0%
|  |  | 17 | [7 empty] | 0% |  | 0% |  | 0% |  | 0% |  | 0% |  | 0% |  | 0% |  | 0% |  | 0% |  | 0%
|  |  | 18 | [7 empty] | 0% |  | 0% |  | 0% |  | 0% |  | 0% |  | 0% |  | 0% |  | 0% |  | 0% |  | 0%
|  |  | 19 | [7 empty] | 0% |  | 0% |  | 0% |  | 0% |  | 0% |  | 0% |  | 0% |  | 0% |  | 0% |  | 0%
|  |  | 20 | [7 empty] | 0% |  | 0% |  | 0% |  | 0% |  | 0% |  | 0% |  | 0% |  | 0% |  | 0% |  | 0%
|  |  |  | Sum | [5 empty] | 100% | 0% |  | 0% | 99.9% | 0% | 100% | 0% | 100% | 0% |  | 0% |  | 0% |  | 0% |  | 0% |  | 0%
[5 empty] | thereof |  | central |  |  | 20.7% | 0% | 0% | 0% | 80.9% | 0% | 35.3% | 0% | 36.3% | 0% | 0% | 0% | 0% | 0% | 0% | 0% | 0% | 0% | 0% | 0%
[7 empty] | decentral |  |  | 79.3% | 0% | 0% | 0% | 19% | 0% | 64.7% | 0% | 63.7% | 0% | 0% | 0% | 0% | 0% | 0% | 0% | 0% | 0% | 0% | 0%
|  |  |  | Other Systems | [5 empty] | 0% | 0% |  | 0% | 0.1% | 0% | 0% | 0% | 0% | 0% |  | 0% |  | 0% |  | 0% |  | 0% |  | 0%
DHW Systems
Occurances or Fractions of Produced Heat
|  |  | 1 | Gas |  | B_NC_CT |  |  | C | 21.2% | 0% |  | 0% | 8.4% | 0% | 28.5% | 0% | 27.6% | 0% |  | 0% |  | 0% |  | 0% |  | 0% |  | 0%
|  |  | 2 | DH |  |  |  |  | C | 0% | 0% |  | 0% | 69.8% | 0% | 0% | 0% | 7.2% | 0% |  | 0% |  | 0% |  | 0% |  | 0% |  | 0%
|  |  | 3 | El |  |  |  |  | D | 0% | 0% |  | 0% | 4.4% | 0% | 16.2% | 0% | 6.7% | 0% |  | 0% |  | 0% |  | 0% |  | 0% |  | 0%
|  |  | 4 | Gas |  | B_NC_CT |  |  | D | 55.6% | 0% |  | 0% | 17.3% | 0% | 52.3% | 0% | 57% | 0% |  | 0% |  | 0% |  | 0% |  | 0% |  | 0%
|  |  | 5 | Bio_Wood |  | B_WP |  |  | D | 19.8% | 0% |  | 0% | 0% | 0% | 0% | 0% | 0% | 0% |  | 0% |  | 0% |  | 0% |  | 0% |  | 0%
|  |  | 6 | [7 empty] | 0% |  | 0% |  | 0% |  | 0% |  | 0% |  | 0% |  | 0% |  | 0% |  | 0% |  | 0%
|  |  | 7 | [7 empty] | 0% |  | 0% |  | 0% |  | 0% |  | 0% |  | 0% |  | 0% |  | 0% |  | 0% |  | 0%
|  |  | 8 | [7 empty] | 0% |  | 0% |  | 0% |  | 0% |  | 0% |  | 0% |  | 0% |  | 0% |  | 0% |  | 0%
|  |  | 9 | [7 empty] | 0% |  | 0% |  | 0% |  | 0% |  | 0% |  | 0% |  | 0% |  | 0% |  | 0% |  | 0%
|  |  | 10 | [7 empty] | 0% |  | 0% |  | 0% |  | 0% |  | 0% |  | 0% |  | 0% |  | 0% |  | 0% |  | 0%
|  |  | 11 | [7 empty] | 0% |  | 0% |  | 0% |  | 0% |  | 0% |  | 0% |  | 0% |  | 0% |  | 0% |  | 0%
|  |  | 12 | [7 empty] | 0% |  | 0% |  | 0% |  | 0% |  | 0% |  | 0% |  | 0% |  | 0% |  | 0% |  | 0%
|  |  | 13 | [7 empty] | 0% |  | 0% |  | 0% |  | 0% |  | 0% |  | 0% |  | 0% |  | 0% |  | 0% |  | 0%
|  |  | 14 | [7 empty] | 0% |  | 0% |  | 0% |  | 0% |  | 0% |  | 0% |  | 0% |  | 0% |  | 0% |  | 0%
|  |  | 15 | [7 empty] | 0% |  | 0% |  | 0% |  | 0% |  | 0% |  | 0% |  | 0% |  | 0% |  | 0% |  | 0%
|  |  | 16 | [7 empty] | 0% |  | 0% |  | 0% |  | 0% |  | 0% |  | 0% |  | 0% |  | 0% |  | 0% |  | 0%
|  |  | 17 | [7 empty] | 0% |  | 0% |  | 0% |  | 0% |  | 0% |  | 0% |  | 0% |  | 0% |  | 0% |  | 0%
|  |  | 18 | [7 empty] | 0% |  | 0% |  | 0% |  | 0% |  | 0% |  | 0% |  | 0% |  | 0% |  | 0% |  | 0%
|  |  | 19 | [7 empty] | 0% |  | 0% |  | 0% |  | 0% |  | 0% |  | 0% |  | 0% |  | 0% |  | 0% |  | 0%
|  |  | 20 | [7 empty] | 0% |  | 0% |  | 0% |  | 0% |  | 0% |  | 0% |  | 0% |  | 0% |  | 0% |  | 0%
|  |  |  | Sum | [5 empty] | 96.6% | 0% |  | 0% | 99.9% | 0% | 97% | 0% | 98.5% | 0% |  | 0% |  | 0% |  | 0% |  | 0% |  | 0%
[5 empty] | thereof |  | central |  |  | 21.2% | 0% | 0% | 0% | 78.2% | 0% | 28.5% | 0% | 34.8% | 0% | 0% | 0% | 0% | 0% | 0% | 0% | 0% | 0% | 0% | 0%
[7 empty] | decentral |  |  | 75.4% | 0% | 0% | 0% | 21.7% | 0% | 68.5% | 0% | 63.7% | 0% | 0% | 0% | 0% | 0% | 0% | 0% | 0% | 0% | 0% | 0%
|  |  |  | Other Systems | [5 empty] | 3.4% | 0% |  | 0% | 0.1% | 0% | 3% | 0% | 1.5% | 0% |  | 0% |  | 0% |  | 0% |  | 0% |  | 0%
|  | Energy Balance | [16 empty] | All energy quantities in | MWh/a |  |  |  | Heating + DHW
separate modell: real example buildings (with one representative heating/dhw system)
[8 empty] | fuels related to |  |  | gross | 0% | calorific value
[28 empty] | Total |  | per m²
|  |  | Net heat need |  |  |  |  | 135466.3569 |  | 0 |  | 13321.2102 |  | 50343.2169 |  | 8797.1891 |  | 0 |  | 0 |  | 0 |  | 0 |  | 0 |  | 207927.9731 |  | 158.6245
|  |  | Produced heat |  |  |  |  | 173762.3598 |  | 0 |  | 20465.1924 |  | 83947.2412 |  | 14518.6029 |  | 0 |  | 0 |  | 0 |  | 0 |  | 0 |  | 292693.3963 |  | 223.2905
|  |  | Gas |  |  |  | 1.087 | 132385.1876 |  | 0 |  | 9039.757 |  | 76949.9891 |  | 14270.0552 |  | 0 |  | 0 |  | 0 |  | 0 |  | 0 |  | 232644.9888 |  | 177.4806
|  |  | Oil |  |  |  | 1.0526 | 0 |  | 0 |  | 0 |  | 0 |  | 0 |  | 0 |  | 0 |  | 0 |  | 0 |  | 0 |  | 0 |  | 0
|  |  | Coal |  |  |  | 1.0526 | 0 |  | 0 |  | 0 |  | 0 |  | 0 |  | 0 |  | 0 |  | 0 |  | 0 |  | 0 |  | 0 |  | 0
|  |  | Bio |  |  |  | 1.0526 | 51724.9063 |  | 0 |  | 56.5657 |  | 7019.7687 |  | 0 |  | 0 |  | 0 |  | 0 |  | 0 |  | 0 |  | 58801.2408 |  | 44.8584
|  |  | DH |  |  |  |  | 0 |  | 0 |  | 11823.5151 |  | 448.905 |  | 683.7829 |  | 0 |  | 0 |  | 0 |  | 0 |  | 0 |  | 12956.203 |  | 9.8841
|  |  | El |  |  |  |  | 2829.3263 |  | 0 |  | 271.3634 |  | 6035.5661 |  | 706.3692 |  | 0 |  | 0 |  | 0 |  | 0 |  | 0 |  | 9842.6249 |  | 7.5088
|  |  | Other / not specified |  |  |  |  | 0 |  | 0 |  | 0 |  | 0 |  | 0 |  | 0 |  | 0 |  | 0 |  | 0 |  | 0 |  | 0 |  | 0
|  |  | Sum final energy |  |  |  |  | 186939.4201 |  | 0 |  | 21191.2012 |  | 90454.2288 |  | 15660.2073 |  | 0 |  | 0 |  | 0 |  | 0 |  | 0 |  | 314245.0574 |  | 239.7318
|  |  | per m² |  |  |  |  | 314.454 |  |  |  | 151.9409 |  | 184.2391 |  | 182.3095
|  |  | CHP electr. production |  |  |  |  | 0 |  | 0 |  | 0 |  | 0 |  | 0 |  | 0 |  | 0 |  | 0 |  | 0 |  | 0 |  | 0 |  | 0
| Version: |  | 2016-01-21
| TABULA Average Buildings | [29 empty] | EPISCOPE Monitoring Indicators
[5 empty] | Building Stock |  |  |  | IE | Local |  |  | Housing Stock on Northside of Dublin City, Ireland | [15 empty] | Year | 2015
[5 empty] | Details |  |  |  | Energy Action model | Housing Stock on Northside of Dublin City, Ireland | Housing Stock on Northside of Dublin City, Ireland | Housing Stock on Northside of Dublin City, Ireland | Housing Stock on Northside of Dublin City, Ireland | Housing Stock on Northside of Dublin City, Ireland | Housing Stock on Northside of Dublin City, Ireland | Housing Stock on Northside of Dublin City, Ireland | Housing Stock on Northside of Dublin City, Ireland | Housing Stock on Northside of Dublin City, Ireland | Housing Stock on Northside of Dublin City, Ireland | Housing Stock on Northside of Dublin City, Ireland | Housing Stock on Northside of Dublin City, Ireland | Housing Stock on Northside of Dublin City, Ireland | Housing Stock on Northside of Dublin City, Ireland | Housing Stock on Northside of Dublin City, Ireland | Housing Stock on Northside of Dublin City, Ireland | Housing Stock on Northside of Dublin City, Ireland | Housing Stock on Northside of Dublin City, Ireland | Housing Stock on Northside of Dublin City, Ireland | Housing Stock on Northside of Dublin City, Ireland | Housing Stock on Northside of Dublin City, Ireland | Housing Stock on Northside of Dublin City, Ireland
Annotations to this sheet
[10 empty] | 1 |  | 2 |  | 3 |  | 4 |  | 5 |  | 6 |  | 7 |  | 8 |  | 9 |  | 10
|  |  | Building type / label | [6 empty] | House 1700-1977 |  | House 1978-1999 |  | House 2000-2010 |  | Apartment 1700-1977 |  | Apartment 1978-1999 |  | Apartment 2000-2010
Building size category
Construction time band
|  | General Data | [5 empty] | Total
|  |  | Number of buildings |  |  |  |  | 134000 | 0 | 66101.1533 | 0 | 23190.496 | 0 | 6891.3508 | 0 | 7128.1266 | 0 | 10608.9141 | 0 | 20079.9593 | 0 | 0 | 0 | 0 | 0 | 0 | 0 | 0 | 0 | 10^0
|  |  | Number of dwellings |  |  |  |  | 134000 | 0 | 66101 | 0 | 23190 | 0 | 6891 | 0 | 7128 | 0 | 10609 | 0 | 20081 | 0 | 0 | 0 | 0 | 0 | 0 | 0 | 0 | 0 | 10^0
|  |  | Floor area national | [6 empty] | 6643.1659 | 0 | 2147.4399 | 0 | 769.0747 | 0 | 326.4682 | 0 | 504.9843 | 0 | 1411.6211 | 0 | 0 | 0 | 0 | 0 | 0 | 0 | 0 | 0 | 10^3 m²
|  |  | Floor area TABULA |  |  |  |  | 11802.7542 | 0 | 6643.1659 | 0 | 2147.4399 | 0 | 769.0747 | 0 | 326.4682 | 0 | 504.9843 | 0 | 1411.6211 | 0 | 0 | 0 | 0 | 0 | 0 | 0 | 0 | 0 | 10^3 m²
Building Insulation
Original state / not refurbished fraction of the envelope area
U-values of the original state
|  |  |  | Roof | [5 empty] | 1.26 |  | 0.42 |  | 0.42 |  | 1.87 |  | 0.41 |  | 0.41 |  | 0 |  | 0 |  | 0 |  | 0 |  | W/(m²K)
|  |  |  | Wall | [5 empty] | 1.78 |  | 0.67 |  | 0.42 |  | 1.63 |  | 0.66 |  | 0.51 |  | 0 |  | 0 |  | 0 |  | 0 |  | W/(m²K)
|  |  |  | Window | [5 empty] | 4.9041 |  | 4.1868 |  | 2.5673 |  | 4.4495 |  | 3.3426 |  | 2.5149 |  | 0 |  | 0 |  | 0 |  | 0 |  | W/(m²K)
|  |  |  | Floor | [5 empty] | 1.22 |  | 1.02 |  | 0.7 |  | 1.4 |  | 1.06 |  | 5.2 |  | 0 |  | 0 |  | 0 |  | 0 |  | W/(m²K)
Refubishments (averages)
Refurbished fraction of envelope areas
|  |  |  | Roof | [5 empty] | 47.9% |  | 44.4% |  | 8% |  | 42.4% |  | 27.4% |  | 0.7% |  | 0% |  | 0% |  | 0% |  | 0%
|  |  |  | Wall | [5 empty] | 25% |  | 43.3% |  | 2.5% |  | 22.3% |  | 16.3% |  | 0.7% |  | 0% |  | 0% |  | 0% |  | 0%
|  |  |  | Window | [5 empty] | 76.76% |  | 76.83% |  | 15.31% |  | 61.78% |  | 62.96% |  | 5.29% |  | 0% |  | 0% |  | 0% |  | 0%
|  |  |  | Floor | [5 empty] | 1.5% |  | 0.5% |  | 2.9% |  | 0.6% |  | 3.1% |  | 3.5% |  | 0% |  | 0% |  | 0% |  | 0%
|  |  |  | Total (indicative) | [5 empty] | 29.45% |  | 35.41% |  | 5.185% |  | 26.26% |  | 21.41% |  | 1.919% |  | 0% |  | 0% |  | 0% |  | 0%
U-values of the refurbished fraction (averages)
|  |  |  | Roof | [5 empty] | 0.25 |  | 0.14 |  | 0.13 |  | 0.24 |  | 0.14 |  | 0.13 |  | 0 |  | 0 |  | 0 |  | 0 |  | W/(m²K)
|  |  |  | Wall | [5 empty] | 0.35 |  | 0.33 |  | 0.21 |  | 0.36 |  | 0.34 |  | 0.22 |  | 0 |  | 0 |  | 0 |  | 0 |  | W/(m²K)
|  |  |  | Window | [5 empty] | 2.8888 |  | 2.7916 |  | 1.6989 |  | 2.8271 |  | 2.7249 |  | 1.6345 |  | 0 |  | 0 |  | 0 |  | 0 |  | W/(m²K)
|  |  |  | Floor | [5 empty] | 0.36 |  | 0.44 |  | 0.26 |  | 0.38 |  | 0.4 |  | 0.3 |  | 0 |  | 0 |  | 0 |  | 0 |  | W/(m²K)
Main Heat Supply Systems
Ventilation Systems with Heat Recovery
|  |  |  | Occurances | [5 empty] | 0.09727% | 0% | 0% | 0% | 0% | 0% | 0% | 0% | 0% | 0% | 0% | 0% | 0% | 0% | 0% | 0% | 0% | 0% | 0% | 0%
Heating Systems
Occurances or Fractions of Produced Heat
|  |  | 1 | Gas |  | B_NC_CT |  |  | C | 85.1% | 0% | 88.9% | 0% | 93.1% | 0% | 55% | 0% | 38% | 0% | 55.7% | 0% |  | 0% |  | 0% |  | 0% |  | 0%
|  |  | 2 | Oil |  | B_NC_CT |  |  | C | 9.1% | 0% | 5.9% | 0% | 0.8% | 0% | 3.1% | 0% | 0% | 0% | 0% | 0% |  | 0% |  | 0% |  | 0% |  | 0%
|  |  | 3 | El |  |  |  |  | C | 0% | 0% | 0% | 0% | 2.2% | 0% | 0% | 0% | 0% | 0% | 0.5% | 0% |  | 0% |  | 0% |  | 0% |  | 0%
|  |  | 4 | Bio |  |  |  |  | C | 0% | 0% | 0% | 0% | 0% | 0% | 0% | 0% | 0% | 0% | 0.2% | 0% |  | 0% |  | 0% |  | 0% |  | 0%
|  |  | 5 | Coal |  | B_NC_CT |  |  | C | 0.4% | 0% | 0% | 0% | 0% | 0% | 0% | 0% | 0% | 0% | 0% | 0% |  | 0% |  | 0% |  | 0% |  | 0%
|  |  | 6 | Gas |  |  |  |  | D | 0% | 0% | 0% | 0% | 0% | 0% | 0% | 0% | 0% | 0% | 0% | 0% |  | 0% |  | 0% |  | 0% |  | 0%
|  |  | 7 | Oil |  |  |  |  | D | 0% | 0% | 0% | 0% | 0% | 0% | 0% | 0% | 0% | 0% | 0% | 0% |  | 0% |  | 0% |  | 0% |  | 0%
|  |  | 8 | El |  | E_Storage |  |  | D | 3.6% | 0% | 4.8% | 0% | 3.6% | 0% | 41% | 0% | 61.6% | 0% | 43.6% | 0% |  | 0% |  | 0% |  | 0% |  | 0%
|  |  | 9 | Bio |  |  |  |  | D | 0% | 0% | 0% | 0% | 0% | 0% | 0% | 0% | 0% | 0% | 0% | 0% |  | 0% |  | 0% |  | 0% |  | 0%
|  |  | 10 | Coal |  | OpenFire |  |  | D | 1.4% | 0% | 0% | 0% | 0% | 0% | 0.7% | 0% | 0% | 0% | 0% | 0% |  | 0% |  | 0% |  | 0% |  | 0%
|  |  | 11 | [7 empty] | 0% |  | 0% |  | 0% |  | 0% |  | 0% |  | 0% |  | 0% |  | 0% |  | 0% |  | 0%
|  |  | 12 | [7 empty] | 0% |  | 0% |  | 0% |  | 0% |  | 0% |  | 0% |  | 0% |  | 0% |  | 0% |  | 0%
|  |  | 13 | [7 empty] | 0% |  | 0% |  | 0% |  | 0% |  | 0% |  | 0% |  | 0% |  | 0% |  | 0% |  | 0%
|  |  | 14 | [7 empty] | 0% |  | 0% |  | 0% |  | 0% |  | 0% |  | 0% |  | 0% |  | 0% |  | 0% |  | 0%
|  |  | 15 | [7 empty] | 0% |  | 0% |  | 0% |  | 0% |  | 0% |  | 0% |  | 0% |  | 0% |  | 0% |  | 0%
|  |  | 16 | [7 empty] | 0% |  | 0% |  | 0% |  | 0% |  | 0% |  | 0% |  | 0% |  | 0% |  | 0% |  | 0%
|  |  | 17 | [7 empty] | 0% |  | 0% |  | 0% |  | 0% |  | 0% |  | 0% |  | 0% |  | 0% |  | 0% |  | 0%
|  |  | 18 | [7 empty] | 0% |  | 0% |  | 0% |  | 0% |  | 0% |  | 0% |  | 0% |  | 0% |  | 0% |  | 0%
|  |  | 19 | [7 empty] | 0% |  | 0% |  | 0% |  | 0% |  | 0% |  | 0% |  | 0% |  | 0% |  | 0% |  | 0%
|  |  | 20 | [7 empty] | 0% |  | 0% |  | 0% |  | 0% |  | 0% |  | 0% |  | 0% |  | 0% |  | 0% |  | 0%
|  |  |  | Sum | [5 empty] | 99.6% | 0% | 99.6% | 0% | 99.7% | 0% | 99.8% | 0% | 99.6% | 0% | 100% | 0% |  | 0% |  | 0% |  | 0% |  | 0%
[5 empty] | thereof |  | central |  |  | 94.6% | 0% | 94.8% | 0% | 96.1% | 0% | 58.1% | 0% | 38% | 0% | 56.4% | 0% | 0% | 0% | 0% | 0% | 0% | 0% | 0% | 0%
[7 empty] | decentral |  |  | 5% | 0% | 4.8% | 0% | 3.6% | 0% | 41.7% | 0% | 61.6% | 0% | 43.6% | 0% | 0% | 0% | 0% | 0% | 0% | 0% | 0% | 0%
|  |  |  | Other Systems | [5 empty] | 0.4% | 0% | 0.4% | 0% | 0.3% | 0% | 0.2% | 0% | 0.4% | 0% | 0% | 0% |  | 0% |  | 0% |  | 0% |  | 0%
DHW Systems
Occurances or Fractions of Produced Heat
|  |  | 1 | Gas |  | B_NC_CT |  |  | C | 85.1% | 0% | 88.8% | 0% | 93.4% | 0% | 55.2% | 0% | 37.8% | 0% | 55.7% | 0% |  | 0% |  | 0% |  | 0% |  | 0%
|  |  | 2 | Oil |  | B_NC_CT |  |  | C | 9.1% | 0% | 5.9% | 0% | 0.8% | 0% | 3.1% | 0% | 0% | 0% | 0% | 0% |  | 0% |  | 0% |  | 0% |  | 0%
|  |  | 3 | El |  |  |  |  | C | 0% | 0% | 0% | 0% | 2.2% | 0% | 0% | 0% | 0% | 0% | 0.5% | 0% |  | 0% |  | 0% |  | 0% |  | 0%
|  |  | 4 | Bio |  |  |  |  | C | 0% | 0% | 0% | 0% | 0% | 0% | 0% | 0% | 0% | 0% | 0.2% | 0% |  | 0% |  | 0% |  | 0% |  | 0%
|  |  | 5 | Coal |  | B_NC_CT |  |  | C | 0.5% | 0% | 0% | 0% | 0% | 0% | 0% | 0% | 0% | 0% | 0% | 0% |  | 0% |  | 0% |  | 0% |  | 0%
|  |  | 6 | Gas |  |  |  |  | D | 0% | 0% | 0% | 0% | 0% | 0% | 0% | 0% | 0% | 0% | 0% | 0% |  | 0% |  | 0% |  | 0% |  | 0%
|  |  | 7 | Oil |  |  |  |  | D | 0% | 0% | 0% | 0% | 0% | 0% | 0% | 0% | 0% | 0% | 0% | 0% |  | 0% |  | 0% |  | 0% |  | 0%
|  |  | 8 | El |  | E_Immersion |  |  | D | 4.6% | 0% | 4.8% | 0% | 3.5% | 0% | 40.9% | 0% | 61.7% | 0% | 43.6% | 0% |  | 0% |  | 0% |  | 0% |  | 0%
|  |  | 9 | Bio |  |  |  |  | D | 0% | 0% | 0% | 0% | 0% | 0% | 0% | 0% | 0% | 0% | 0% | 0% |  | 0% |  | 0% |  | 0% |  | 0%
|  |  | 10 | Coal |  | Other |  |  | D | 0.5% | 0% | 0% | 0% | 0% | 0% | 0% | 0% | 0% | 0% | 0% | 0% |  | 0% |  | 0% |  | 0% |  | 0%
|  |  | 11 | [7 empty] | 0% |  | 0% |  | 0% |  | 0% |  | 0% |  | 0% |  | 0% |  | 0% |  | 0% |  | 0%
|  |  | 12 | [7 empty] | 0% |  | 0% |  | 0% |  | 0% |  | 0% |  | 0% |  | 0% |  | 0% |  | 0% |  | 0%
|  |  | 13 | [7 empty] | 0% |  | 0% |  | 0% |  | 0% |  | 0% |  | 0% |  | 0% |  | 0% |  | 0% |  | 0%
|  |  | 14 | [7 empty] | 0% |  | 0% |  | 0% |  | 0% |  | 0% |  | 0% |  | 0% |  | 0% |  | 0% |  | 0%
|  |  | 15 | [7 empty] | 0% |  | 0% |  | 0% |  | 0% |  | 0% |  | 0% |  | 0% |  | 0% |  | 0% |  | 0%
|  |  | 16 | [7 empty] | 0% |  | 0% |  | 0% |  | 0% |  | 0% |  | 0% |  | 0% |  | 0% |  | 0% |  | 0%
|  |  | 17 | [7 empty] | 0% |  | 0% |  | 0% |  | 0% |  | 0% |  | 0% |  | 0% |  | 0% |  | 0% |  | 0%
|  |  | 18 | [7 empty] | 0% |  | 0% |  | 0% |  | 0% |  | 0% |  | 0% |  | 0% |  | 0% |  | 0% |  | 0%
|  |  | 19 | [7 empty] | 0% |  | 0% |  | 0% |  | 0% |  | 0% |  | 0% |  | 0% |  | 0% |  | 0% |  | 0%
|  |  | 20 | [7 empty] | 0% |  | 0% |  | 0% |  | 0% |  | 0% |  | 0% |  | 0% |  | 0% |  | 0% |  | 0%
|  |  |  | Sum | [5 empty] | 99.8% | 0% | 99.5% | 0% | 99.9% | 0% | 99.2% | 0% | 99.5% | 0% | 100% | 0% |  | 0% |  | 0% |  | 0% |  | 0%
[5 empty] | thereof |  | central |  |  | 94.7% | 0% | 94.7% | 0% | 96.4% | 0% | 58.3% | 0% | 37.8% | 0% | 56.4% | 0% | 0% | 0% | 0% | 0% | 0% | 0% | 0% | 0%
[7 empty] | decentral |  |  | 5.1% | 0% | 4.8% | 0% | 3.5% | 0% | 40.9% | 0% | 61.7% | 0% | 43.6% | 0% | 0% | 0% | 0% | 0% | 0% | 0% | 0% | 0%
|  |  |  | Other Systems | [5 empty] | 0.2% | 0% | 0.5% | 0% | 0.1% | 0% | 0.8% | 0% | 0.5% | 0% | 0% | 0% |  | 0% |  | 0% |  | 0% |  | 0%
|  | Energy Balance | [16 empty] | All energy quantities in | MWh/a |  |  |  | Heating + DHW
[8 empty] | fuels related to |  |  | gross | 0% | calorific value
[28 empty] | Total |  | per m²
|  |  | Net heat need |  |  |  |  | 587000.119 |  | 181586.582 |  | 58446.402 |  | 45873.48 |  | 46994.92 |  | 111625.255 |  | 0 |  | 0 |  | 0 |  | 0 |  | 1031526.758 |  | 87.3971
|  |  | Produced heat |  |  |  |  | 660702.5564 |  | 205990.9308 |  | 66191.9105 |  | 51765.2077 |  | 53472.6038 |  | 126640.5398 |  | 0 |  | 0 |  | 0 |  | 0 |  | 1164763.749 |  | 98.6858
|  |  | Gas |  |  |  | 1 | 657274.7804 |  | 212340.8033 |  | 75279.2433 |  | 38391.1109 |  | 29644.3963 |  | 97479.8021 |  | 0 |  | 0 |  | 0 |  | 0 |  | 1110410.1364 |  | 94.0806
|  |  | Oil |  |  |  | 1 | 96518.9033 |  | 19214.4503 |  | 828.4386 |  | 2188.0905 |  | 0 |  | 0 |  | 0 |  | 0 |  | 0 |  | 0 |  | 118749.8826 |  | 10.0612
|  |  | Coal |  |  |  | 1 | 28061.2333 |  | 0 |  | 0 |  | 1176.8226 |  | 0 |  | 0 |  | 0 |  | 0 |  | 0 |  | 0 |  | 29238.0559 |  | 2.4772
|  |  | Bio |  |  |  | 1 | 0 |  | 0 |  | 0 |  | 0 |  | 0 |  | 352.8747 |  | 0 |  | 0 |  | 0 |  | 0 |  | 352.8747 |  | 0.029898
|  |  | DH |  |  |  |  | 0 |  | 0 |  | 0 |  | 0 |  | 0 |  | 0 |  | 0 |  | 0 |  | 0 |  | 0 |  | 0 |  | 0
|  |  | El |  |  |  |  | 43229.398 |  | 16369.746 |  | 3702.944 |  | 18800.013 |  | 31654.329 |  | 47124.804 |  | 0 |  | 0 |  | 0 |  | 0 |  | 160881.234 |  | 13.6308
|  |  | Other / not specified |  |  |  |  | 0 |  | 0 |  | 0 |  | 0 |  | 0 |  | 0 |  | 0 |  | 0 |  | 0 |  | 0 |  | 0 |  | 0
|  |  | Sum final energy |  |  |  |  | 825084.315 |  | 247924.9996 |  | 79810.6258 |  | 60556.037 |  | 61298.7253 |  | 144957.4809 |  | 0 |  | 0 |  | 0 |  | 0 |  | 1419632.1836 |  | 120.2797
|  |  | per m² |  |  |  |  | 124.2005 |  | 115.4514 |  | 103.7749 |  | 185.4883 |  | 121.3874 |  | 102.6887
|  |  | CHP electr. production |  |  |  |  | 0 |  | 0 |  | 0 |  | 0 |  | 0 |  | 0 |  | 0 |  | 0 |  | 0 |  | 0 |  | 0 |  | 0
| Version: |  | 2016-01-21
| TABULA Average Buildings | [29 empty] | EPISCOPE Monitoring Indicators
[5 empty] | Building Stock |  |  |  | IT | Regional |  |  | Residential building stock of Piedmont region, Italy | [15 empty] | Year | 2015
[5 empty] | Details |  |  |  | Basic case - year 2015, POLITO model / Basic case - year 2015 | Residential building stock of Piedmont region, Italy | Residential building stock of Piedmont region, Italy | Residential building stock of Piedmont region, Italy | Residential building stock of Piedmont region, Italy | Residential building stock of Piedmont region, Italy | Residential building stock of Piedmont region, Italy | Residential building stock of Piedmont region, Italy | Residential building stock of Piedmont region, Italy | Residential building stock of Piedmont region, Italy | Residential building stock of Piedmont region, Italy | Residential building stock of Piedmont region, Italy | Residential building stock of Piedmont region, Italy | Residential building stock of Piedmont region, Italy | Residential building stock of Piedmont region, Italy | Residential building stock of Piedmont region, Italy | Residential building stock of Piedmont region, Italy | Residential building stock of Piedmont region, Italy | Residential building stock of Piedmont region, Italy | Residential building stock of Piedmont region, Italy | Residential building stock of Piedmont region, Italy | Residential building stock of Piedmont region, Italy | Residential building stock of Piedmont region, Italy
Annotations to this sheet
[10 empty] | 1 |  | 2 |  | 3 |  | 4 |  | 5 |  | 6 |  | 7 |  | 8 |  | 9 |  | 10
|  |  | Building type / label | [6 empty] | SFH I |  | SFH II |  | SFH III |  | SFH IV |  | SFH V |  | MFH I |  | MFH II |  | MFH III |  | MFH IV |  | MFH V
Building size category
Construction time band
|  | General Data | [5 empty] | Total
|  |  | Number of buildings |  |  |  |  | 701177.9183 | 0 | 282310.5304 | 0 | 126380.3455 | 0 | 90069.7388 | 0 | 45725.1688 | 0 | 16029.0545 | 0 | 28088.5845 | 0 | 59369.9976 | 0 | 37014.3125 | 0 | 11941.0923 | 0 | 4249.0933 | 0 | 10^0
|  |  | Number of dwellings |  |  |  |  | 2279871 | 0 | 282311 | 0 | 126623 | 0 | 90115 | 0 | 45672 | 0 | 16018 | 0 | 447257 | 0 | 595148 | 0 | 442545 | 0 | 179116 | 0 | 55066 | 0 | 10^0
|  |  | Floor area national | [6 empty] | 32.4657 | 0 | 19.7532 | 0 | 17.9329 | 0 | 7.8556 | 0 | 2.7871 | 0 | 29.0717 | 0 | 48.8021 | 0 | 40.2716 | 0 | 11.6426 | 0 | 3.5242 | 0 | 10^6 m²
|  |  | Floor area TABULA |  |  |  |  | 214.1067 | 0 | 32.4657 | 0 | 19.7532 | 0 | 17.9329 | 0 | 7.8556 | 0 | 2.7871 | 0 | 29.0717 | 0 | 48.8021 | 0 | 40.2716 | 0 | 11.6426 | 0 | 3.5242 | 0 | 10^6 m²
Building Insulation
Original state / not refurbished fraction of the envelope area
U-values of the original state
|  |  |  | Roof | [5 empty] | 1.8 |  | 2.2 |  | 1.14 |  | 0.69 |  | 0.3 |  | 2.86 |  | 1.65 |  | 0.97 |  | 0.69 |  | 0.3 |  | W/(m²K)
|  |  |  | Wall | [5 empty] | 1.47 |  | 1.33 |  | 1.06 |  | 0.74 |  | 0.42 |  | 1.47 |  | 1.33 |  | 1.06 |  | 0.74 |  | 0.42 |  | W/(m²K)
|  |  |  | Window | [5 empty] | 4.6281 |  | 4.6922 |  | 2.7033 |  | 2.6894 |  | 1.9702 |  | 4.9 |  | 4.9 |  | 2.8 |  | 2.8 |  | 2 |  | W/(m²K)
|  |  |  | Floor | [5 empty] | 2 |  | 2 |  | 0.98 |  | 0.77 |  | 0.33 |  | 1.87 |  | 1.3 |  | 0.98 |  | 0.77 |  | 0.33 |  | W/(m²K)
Refubishments (averages)
Refurbished fraction of envelope areas
|  |  |  | Roof | [5 empty] | 0% |  | 0% |  | 0% |  | 0% |  | 0% |  | 0% |  | 0% |  | 0% |  | 0% |  | 0%
|  |  |  | Wall | [5 empty] | 21.5% |  | 24.5% |  | 0% |  | 0% |  | 0% |  | 21.4% |  | 24.6% |  | 0% |  | 0% |  | 0%
|  |  |  | Window | [5 empty] | 40.62% |  | 41.86% |  | 0% |  | 0% |  | 0% |  | 48.4% |  | 46.6% |  | 0% |  | 0% |  | 0%
|  |  |  | Floor | [5 empty] | 0% |  | 0% |  | 0% |  | 0% |  | 0% |  | 0% |  | 0% |  | 0% |  | 0% |  | 0%
|  |  |  | Total (indicative) | [5 empty] | 14.19% |  | 13.75% |  | 0% |  | 0% |  | 0% |  | 9.728% |  | 20.37% |  | 0% |  | 0% |  | 0%
U-values of the refurbished fraction (averages)
|  |  |  | Roof | [5 empty] | 0 |  | 0 |  | 0 |  | 0 |  | 0 |  | 0 |  | 0 |  | 0 |  | 0 |  | 0 |  | W/(m²K)
|  |  |  | Wall | [5 empty] | 0.82 |  | 0.805 |  | 0 |  | 0 |  | 0 |  | 0.82 |  | 0.805 |  | 0 |  | 0 |  | 0 |  | W/(m²K)
|  |  |  | Window | [5 empty] | 2.8 |  | 2.8 |  | 0 |  | 0 |  | 0 |  | 2.8 |  | 2.8 |  | 0 |  | 0 |  | 0 |  | W/(m²K)
|  |  |  | Floor | [5 empty] | 0 |  | 0 |  | 0 |  | 0 |  | 0 |  | 0 |  | 0 |  | 0 |  | 0 |  | 0 |  | W/(m²K)
Main Heat Supply Systems
Ventilation Systems with Heat Recovery
|  |  |  | Occurances | [5 empty] | 0% | 0% | 0% | 0% | 0% | 0% | 0% | 0% | 0% | 0% | 0% | 0% | 0% | 0% | 0% | 0% | 0% | 0% | 0% | 0%
Heating Systems
Occurances or Fractions of Produced Heat
|  |  | 1 | Gas |  | B_NC |  |  | C | 85% | 0% | 75% | 0% | 75% | 0% | 81% | 0% | 40% | 0% | 0% | 0% | 73% | 0% | 0% | 0% | 0% | 0% | 40% | 0%
|  |  | 2 | Gas |  | B_C |  |  | C | 15% | 0% | 19% | 0% | 25% | 0% | 19% | 0% | 53% | 0% | 0% | 0% | 20% | 0% | 0% | 0% | 0% | 0% | 53% | 0%
|  |  | 3 | DH |  | TS |  |  | C | 0% | 0% | 6% | 0% | 0% | 0% | 0% | 0% | 0% | 0% | 0% | 0% | 7% | 0% | 0% | 0% | 0% | 0% | 0% | 0%
|  |  | 4 | El |  | HP_Air |  |  | C | 0% | 0% | 0% | 0% | 0% | 0% | 0% | 0% | 7% | 0% | 0% | 0% | 0% | 0% | 0% | 0% | 0% | 0% | 7% | 0%
|  |  | 5 | Gas |  | B_NC |  |  | D | 0% | 0% | 0% | 0% | 0% | 0% | 0% | 0% | 0% | 0% | 85% | 0% | 0% | 0% | 75% | 0% | 81% | 0% | 0% | 0%
|  |  | 6 | Gas |  | B_C |  |  | D | 0% | 0% | 0% | 0% | 0% | 0% | 0% | 0% | 0% | 0% | 15% | 0% | 0% | 0% | 25% | 0% | 19% | 0% | 0% | 0%
|  |  | 7 | [7 empty] | 0% |  | 0% |  | 0% |  | 0% |  | 0% |  | 0% |  | 0% |  | 0% |  | 0% |  | 0%
|  |  | 8 | [7 empty] | 0% |  | 0% |  | 0% |  | 0% |  | 0% |  | 0% |  | 0% |  | 0% |  | 0% |  | 0%
|  |  | 9 | [7 empty] | 0% |  | 0% |  | 0% |  | 0% |  | 0% |  | 0% |  | 0% |  | 0% |  | 0% |  | 0%
|  |  | 10 | [7 empty] | 0% |  | 0% |  | 0% |  | 0% |  | 0% |  | 0% |  | 0% |  | 0% |  | 0% |  | 0%
|  |  | 11 | [7 empty] | 0% |  | 0% |  | 0% |  | 0% |  | 0% |  | 0% |  | 0% |  | 0% |  | 0% |  | 0%
|  |  | 12 | [7 empty] | 0% |  | 0% |  | 0% |  | 0% |  | 0% |  | 0% |  | 0% |  | 0% |  | 0% |  | 0%
|  |  | 13 | [7 empty] | 0% |  | 0% |  | 0% |  | 0% |  | 0% |  | 0% |  | 0% |  | 0% |  | 0% |  | 0%
|  |  | 14 | [7 empty] | 0% |  | 0% |  | 0% |  | 0% |  | 0% |  | 0% |  | 0% |  | 0% |  | 0% |  | 0%
|  |  | 15 | [7 empty] | 0% |  | 0% |  | 0% |  | 0% |  | 0% |  | 0% |  | 0% |  | 0% |  | 0% |  | 0%
|  |  | 16 | [7 empty] | 0% |  | 0% |  | 0% |  | 0% |  | 0% |  | 0% |  | 0% |  | 0% |  | 0% |  | 0%
|  |  | 17 | [7 empty] | 0% |  | 0% |  | 0% |  | 0% |  | 0% |  | 0% |  | 0% |  | 0% |  | 0% |  | 0%
|  |  | 18 | [7 empty] | 0% |  | 0% |  | 0% |  | 0% |  | 0% |  | 0% |  | 0% |  | 0% |  | 0% |  | 0%
|  |  | 19 | [7 empty] | 0% |  | 0% |  | 0% |  | 0% |  | 0% |  | 0% |  | 0% |  | 0% |  | 0% |  | 0%
|  |  | 20 | [7 empty] | 0% |  | 0% |  | 0% |  | 0% |  | 0% |  | 0% |  | 0% |  | 0% |  | 0% |  | 0%
|  |  |  | Sum | [5 empty] | 100% | 0% | 100% | 0% | 100% | 0% | 100% | 0% | 100% | 0% | 100% | 0% | 100% | 0% | 100% | 0% | 100% | 0% | 100% | 0%
[5 empty] | thereof |  | central |  |  | 100% | 0% | 100% | 0% | 100% | 0% | 100% | 0% | 100% | 0% | 0% | 0% | 100% | 0% | 0% | 0% | 0% | 0% | 100% | 0%
[7 empty] | decentral |  |  | 0% | 0% | 0% | 0% | 0% | 0% | 0% | 0% | 0% | 0% | 100% | 0% | 0% | 0% | 100% | 0% | 100% | 0% | 0% | 0%
|  |  |  | Other Systems | [5 empty] | 0% | 0% | 0% | 0% | 0% | 0% | 0% | 0% | 0% | 0% | 0% | 0% | 0% | 0% | 0% | 0% | 0% | 0% | 0% | 0%
DHW Systems
Occurances or Fractions of Produced Heat
|  |  | 1 | Gas |  | B_NC |  |  | C | 85% | 0% | 75% | 0% | 75% | 0% | 81% | 0% | 40% | 0% | 0% | 0% | 0% | 0% | 0% | 0% | 0% | 0% | 40% | 0%
|  |  | 2 | Gas |  | B_C |  |  | C | 15% | 0% | 19% | 0% | 25% | 0% | 19% | 0% | 53% | 0% | 0% | 0% | 0% | 0% | 0% | 0% | 0% | 0% | 53% | 0%
|  |  | 3 | DH |  | TS |  |  | C | 0% | 0% | 6% | 0% | 0% | 0% | 0% | 0% | 0% | 0% | 0% | 0% | 0% | 0% | 0% | 0% | 0% | 0% | 0% | 0%
|  |  | 4 | El |  | HP_Air |  |  | C | 0% | 0% | 0% | 0% | 0% | 0% | 0% | 0% | 7% | 0% | 0% | 0% | 0% | 0% | 0% | 0% | 0% | 0% | 7% | 0%
|  |  | 5 | Gas |  | B_NC |  |  | D | 0% | 0% | 0% | 0% | 0% | 0% | 0% | 0% | 0% | 0% | 85% | 0% | 80% | 0% | 75% | 0% | 81% | 0% | 0% | 0%
|  |  | 6 | Gas |  | B_C |  |  | D | 0% | 0% | 0% | 0% | 0% | 0% | 0% | 0% | 0% | 0% | 15% | 0% | 20% | 0% | 25% | 0% | 19% | 0% | 0% | 0%
|  |  | 7 | [7 empty] | 0% |  | 0% |  | 0% |  | 0% |  | 0% |  | 0% |  | 0% |  | 0% |  | 0% |  | 0%
|  |  | 8 | [7 empty] | 0% |  | 0% |  | 0% |  | 0% |  | 0% |  | 0% |  | 0% |  | 0% |  | 0% |  | 0%
|  |  | 9 | [7 empty] | 0% |  | 0% |  | 0% |  | 0% |  | 0% |  | 0% |  | 0% |  | 0% |  | 0% |  | 0%
|  |  | 10 | [7 empty] | 0% |  | 0% |  | 0% |  | 0% |  | 0% |  | 0% |  | 0% |  | 0% |  | 0% |  | 0%
|  |  | 11 | [7 empty] | 0% |  | 0% |  | 0% |  | 0% |  | 0% |  | 0% |  | 0% |  | 0% |  | 0% |  | 0%
|  |  | 12 | [7 empty] | 0% |  | 0% |  | 0% |  | 0% |  | 0% |  | 0% |  | 0% |  | 0% |  | 0% |  | 0%
|  |  | 13 | [7 empty] | 0% |  | 0% |  | 0% |  | 0% |  | 0% |  | 0% |  | 0% |  | 0% |  | 0% |  | 0%
|  |  | 14 | [7 empty] | 0% |  | 0% |  | 0% |  | 0% |  | 0% |  | 0% |  | 0% |  | 0% |  | 0% |  | 0%
|  |  | 15 | [7 empty] | 0% |  | 0% |  | 0% |  | 0% |  | 0% |  | 0% |  | 0% |  | 0% |  | 0% |  | 0%
|  |  | 16 | [7 empty] | 0% |  | 0% |  | 0% |  | 0% |  | 0% |  | 0% |  | 0% |  | 0% |  | 0% |  | 0%
|  |  | 17 | [7 empty] | 0% |  | 0% |  | 0% |  | 0% |  | 0% |  | 0% |  | 0% |  | 0% |  | 0% |  | 0%
|  |  | 18 | [7 empty] | 0% |  | 0% |  | 0% |  | 0% |  | 0% |  | 0% |  | 0% |  | 0% |  | 0% |  | 0%
|  |  | 19 | [7 empty] | 0% |  | 0% |  | 0% |  | 0% |  | 0% |  | 0% |  | 0% |  | 0% |  | 0% |  | 0%
|  |  | 20 | [7 empty] | 0% |  | 0% |  | 0% |  | 0% |  | 0% |  | 0% |  | 0% |  | 0% |  | 0% |  | 0%
|  |  |  | Sum | [5 empty] | 100% | 0% | 100% | 0% | 100% | 0% | 100% | 0% | 100% | 0% | 100% | 0% | 100% | 0% | 100% | 0% | 100% | 0% | 100% | 0%
[5 empty] | thereof |  | central |  |  | 100% | 0% | 100% | 0% | 100% | 0% | 100% | 0% | 100% | 0% | 0% | 0% | 0% | 0% | 0% | 0% | 0% | 0% | 100% | 0%
[7 empty] | decentral |  |  | 0% | 0% | 0% | 0% | 0% | 0% | 0% | 0% | 0% | 0% | 100% | 0% | 100% | 0% | 100% | 0% | 100% | 0% | 0% | 0%
|  |  |  | Other Systems | [5 empty] | 0% | 0% | 0% | 0% | 0% | 0% | 0% | 0% | 0% | 0% | 0% | 0% | 0% | 0% | 0% | 0% | 0% | 0% | 0% | 0%
|  | Energy Balance | [16 empty] | All energy quantities in | GWh/a |  |  |  | Heating + DHW
[8 empty] | fuels related to |  |  | gross | 0% | calorific value
[28 empty] | Total |  | per m²
|  |  | Net heat need |  |  |  |  | 10739.3203 |  | 6362.9152 |  | 3681.4882 |  | 912.9313 |  | 205.7731 |  | 5819.3451 |  | 7412.6623 |  | 4734.751 |  | 1021.7155 |  | 153.3322 |  | 41044.2342 |  | 191.6999
|  |  | Produced heat |  |  |  |  | 13845.9757 |  | 8037.3608 |  | 4513.244 |  | 1042.5276 |  | 217.6431 |  | 7029.5094 |  | 9671.7698 |  | 5767.2735 |  | 1112.0644 |  | 170.9356 |  | 51408.3039 |  | 240.106
|  |  | Gas |  |  |  | 1 | 17830.7309 |  | 9619.3893 |  | 5758.7843 |  | 1289.9642 |  | 232.1053 |  | 8803.3613 |  | 11697.9555 |  | 7190.64 |  | 1395.7247 |  | 171.3444 |  | 63990 |  | 298.8697
|  |  | Oil |  |  |  | 1 | 0 |  | 0 |  | 0 |  | 0 |  | 0 |  | 0 |  | 0 |  | 0 |  | 0 |  | 0 |  | 0 |  | 0
|  |  | Coal |  |  |  | 1 | 0 |  | 0 |  | 0 |  | 0 |  | 0 |  | 0 |  | 0 |  | 0 |  | 0 |  | 0 |  | 0 |  | 0
|  |  | Bio |  |  |  | 1 | 0 |  | 0 |  | 0 |  | 0 |  | 0 |  | 0 |  | 0 |  | 0 |  | 0 |  | 0 |  | 0 |  | 0
|  |  | DH |  |  |  |  | 0 |  | 519.3636 |  | 0 |  | 0 |  | 0 |  | 0 |  | 605.4314 |  | 0 |  | 0 |  | 0 |  | 1124.795 |  | 5.2534
|  |  | El |  |  |  |  | 183.4537 |  | 113.0043 |  | 107.8895 |  | 45.7588 |  | 20.358 |  | 98.4879 |  | 122.4168 |  | 160.1094 |  | 42.2914 |  | 20.789 |  | 914.5587 |  | 4.2715
|  |  | Other / not specified |  |  |  |  | 0 |  | 0 |  | 0 |  | 0 |  | 0 |  | 0 |  | 0 |  | 0 |  | 0 |  | 0 |  | 0 |  | 0
|  |  | Sum final energy |  |  |  |  | 18014.1846 |  | 10251.7572 |  | 5866.6738 |  | 1335.723 |  | 252.4633 |  | 8901.8492 |  | 12425.8036 |  | 7350.7494 |  | 1438.0161 |  | 192.1334 |  | 66029.3537 |  | 308.3946
|  |  | per m² |  |  |  |  | 554.868 |  | 518.991 |  | 327.1461 |  | 170.0348 |  | 90.5818 |  | 306.2034 |  | 254.616 |  | 182.5295 |  | 123.5137 |  | 54.5183
|  |  | CHP electr. production |  |  |  |  | 0 |  | 0 |  | 0 |  | 0 |  | 0 |  | 0 |  | 0 |  | 0 |  | 0 |  | 0 |  | 0 |  | 0
| Version: |  | 2016-01-21
| TABULA Average Buildings | [29 empty] | EPISCOPE Monitoring Indicators
[5 empty] | Building Stock |  |  |  | SI | National |  |  | National Housing Stock of Slovenia | [15 empty] | Year | 2015
[5 empty] | Details |  |  |  | ZRMK model | National Housing Stock of Slovenia | National Housing Stock of Slovenia | National Housing Stock of Slovenia | National Housing Stock of Slovenia | National Housing Stock of Slovenia | National Housing Stock of Slovenia | National Housing Stock of Slovenia | National Housing Stock of Slovenia | National Housing Stock of Slovenia | National Housing Stock of Slovenia | National Housing Stock of Slovenia | National Housing Stock of Slovenia | National Housing Stock of Slovenia | National Housing Stock of Slovenia | National Housing Stock of Slovenia | National Housing Stock of Slovenia | National Housing Stock of Slovenia | National Housing Stock of Slovenia | National Housing Stock of Slovenia | National Housing Stock of Slovenia | National Housing Stock of Slovenia | National Housing Stock of Slovenia
Annotations to this sheet
[10 empty] | 1 |  | 2 |  | 3 |  | 4 |  | 5 |  | 6 |  | 7 |  | 8 |  | 9 |  | 10
|  |  | Building type / label | [6 empty] | SFH-TH.01-02 |  | SFH-TH.03-04 |  | SFH-TH.05-06 |  | MFH-AB.01-02 |  | MFH-AB.03-04 |  | MFH-AB.05-06
Building size category
Construction time band
|  | General Data | [5 empty] | Total
|  |  | Number of buildings |  |  |  |  | 357308.9437 | 0 | 140508.6013 | 0 | 164741.4421 | 0 | 44630.5779 | 0 | 4262.2165 | 0 | 2799.7407 | 0 | 366.3651 | 0 | 0 | 0 | 0 | 0 | 0 | 0 | 0 | 0 | 10^0
|  |  | Number of dwellings |  |  |  |  | 850629 | 0 | 214701 | 0 | 221186 | 0 | 39684 | 0 | 169624 | 0 | 169426 | 0 | 36008 | 0 | 0 | 0 | 0 | 0 | 0 | 0 | 0 | 0 | 10^0
|  |  | Floor area national | [6 empty] | 18.786 | 0 | 22.619 | 0 | 6.101 | 0 | 7.517 | 0 | 7.852 | 0 | 2.025 | 0 | 0 | 0 | 0 | 0 | 0 | 0 | 0 | 0 | 10^6 m²
|  |  | Floor area TABULA |  |  |  |  | 71.39 | 0 | 20.6646 | 0 | 24.8809 | 0 | 6.7111 | 0 | 8.2687 | 0 | 8.6372 | 0 | 2.2275 | 0 | 0 | 0 | 0 | 0 | 0 | 0 | 0 | 0 | 10^6 m²
Building Insulation
Original state / not refurbished fraction of the envelope area
U-values of the original state
|  |  |  | Roof | [5 empty] | 1.68 |  | 0.39 |  | 0.18 |  | 1.58 |  | 1.5 |  | 0.17 |  | 0 |  | 0 |  | 0 |  | 0 |  | W/(m²K)
|  |  |  | Wall | [5 empty] | 1.5 |  | 0.48 |  | 0.27 |  | 2.53 |  | 1.65 |  | 0.29 |  | 0 |  | 0 |  | 0 |  | 0 |  | W/(m²K)
|  |  |  | Window | [5 empty] | 2.4528 |  | 2.2 |  | 1.2103 |  | 2.6491 |  | 2.7455 |  | 1.3421 |  | 0 |  | 0 |  | 0 |  | 0 |  | W/(m²K)
|  |  |  | Floor | [5 empty] | 1.68 |  | 0.61 |  | 0.26 |  | 1.55 |  | 0.93 |  | 0.25 |  | 0 |  | 0 |  | 0 |  | 0 |  | W/(m²K)
Refubishments (averages)
Refurbished fraction of envelope areas
|  |  |  | Roof | [5 empty] | 74% |  | 44% |  | 3% |  | 66% |  | 46% |  | 4% |  | 0% |  | 0% |  | 0% |  | 0%
|  |  |  | Wall | [5 empty] | 44% |  | 17% |  | 3% |  | 37% |  | 21% |  | 4% |  | 0% |  | 0% |  | 0% |  | 0%
|  |  |  | Window | [5 empty] | 51.5% |  | 18.66% |  | 2.653% |  | 51.75% |  | 30.75% |  | 3.985% |  | 0% |  | 0% |  | 0% |  | 0%
|  |  |  | Floor | [5 empty] | 0% |  | 0% |  | 0% |  | 0% |  | 0% |  | 0% |  | 0% |  | 0% |  | 0% |  | 0%
|  |  |  | Total (indicative) | [5 empty] | 41.94% |  | 20.37% |  | 2.245% |  | 38.33% |  | 23.53% |  | 3.182% |  | 0% |  | 0% |  | 0% |  | 0%
U-values of the refurbished fraction (averages)
|  |  |  | Roof | [5 empty] | 0.21111 |  | 0.15221 |  | 0.095465 |  | 0.20944 |  | 0.21403 |  | 0.092577 |  | 0 |  | 0 |  | 0 |  | 0 |  | W/(m²K)
|  |  |  | Wall | [5 empty] | 0.26451 |  | 0.19629 |  | 0.14001 |  | 0.28497 |  | 0.27646 |  | 0.1452 |  | 0 |  | 0 |  | 0 |  | 0 |  | W/(m²K)
|  |  |  | Window | [5 empty] | 1.3 |  | 1.3 |  | 0.9 |  | 1.3 |  | 1.3 |  | 0.9 |  | 0 |  | 0 |  | 0 |  | 0 |  | W/(m²K)
|  |  |  | Floor | [5 empty] | 0 |  | 0 |  | 0 |  | 0 |  | 0 |  | 0 |  | 0 |  | 0 |  | 0 |  | 0 |  | W/(m²K)
Main Heat Supply Systems
Ventilation Systems with Heat Recovery
|  |  |  | Occurances | [5 empty] | 0% | 0% | 0% | 0% | 0% | 0% | 0% | 0% | 0% | 0% | 0% | 0% | 0% | 0% | 0% | 0% | 0% | 0% | 0% | 0%
Heating Systems
Occurances or Fractions of Produced Heat
|  |  | 1 | Bio |  | B_WP |  |  | C | 30.98% | 0% | 30.9% | 0% | 29.81% | 0% | 25.86% | 0% | 25.95% | 0% | 31.88% | 0% |  | 0% |  | 0% |  | 0% |  | 0%
|  |  | 2 | DH |  | TS |  |  | C | 1.279% | 0% | 1.601% | 0% | 4.039% | 0% | 3.066% | 0% | 3.645% | 0% | 0.4982% | 0% |  | 0% |  | 0% |  | 0% |  | 0%
|  |  | 3 | El |  | HP_Air |  |  | C | 15.21% | 0% | 15.06% | 0% | 13.56% | 0% | 16.99% | 0% | 14.92% | 0% | 14.8% | 0% |  | 0% |  | 0% |  | 0% |  | 0%
|  |  | 4 | Oil |  | B_NC_CT |  |  | C | 19.33% | 0% | 18.76% | 0% | 17.35% | 0% | 15.95% | 0% | 15.2% | 0% | 18.41% | 0% |  | 0% |  | 0% |  | 0% |  | 0%
|  |  | 5 | Coal |  | B_NC_LT |  |  | C | 7.841% | 0% | 7.244% | 0% | 8.886% | 0% | 9.269% | 0% | 9.397% | 0% | 7.926% | 0% |  | 0% |  | 0% |  | 0% |  | 0%
|  |  | 6 | Gas |  | B_C |  |  | C | 15.48% | 0% | 15.1% | 0% | 16.44% | 0% | 18.31% | 0% | 19.1% | 0% | 17.28% | 0% |  | 0% |  | 0% |  | 0% |  | 0%
|  |  | 7 | [7 empty] | 0% |  | 0% |  | 0% |  | 0% |  | 0% |  | 0% |  | 0% |  | 0% |  | 0% |  | 0%
|  |  | 8 | [7 empty] | 0% |  | 0% |  | 0% |  | 0% |  | 0% |  | 0% |  | 0% |  | 0% |  | 0% |  | 0%
|  |  | 9 | [7 empty] | 0% |  | 0% |  | 0% |  | 0% |  | 0% |  | 0% |  | 0% |  | 0% |  | 0% |  | 0%
|  |  | 10 | [7 empty] | 0% |  | 0% |  | 0% |  | 0% |  | 0% |  | 0% |  | 0% |  | 0% |  | 0% |  | 0%
|  |  | 11 | [7 empty] | 0% |  | 0% |  | 0% |  | 0% |  | 0% |  | 0% |  | 0% |  | 0% |  | 0% |  | 0%
|  |  | 12 | [7 empty] | 0% |  | 0% |  | 0% |  | 0% |  | 0% |  | 0% |  | 0% |  | 0% |  | 0% |  | 0%
|  |  | 13 | [7 empty] | 0% |  | 0% |  | 0% |  | 0% |  | 0% |  | 0% |  | 0% |  | 0% |  | 0% |  | 0%
|  |  | 14 | [7 empty] | 0% |  | 0% |  | 0% |  | 0% |  | 0% |  | 0% |  | 0% |  | 0% |  | 0% |  | 0%
|  |  | 15 | [7 empty] | 0% |  | 0% |  | 0% |  | 0% |  | 0% |  | 0% |  | 0% |  | 0% |  | 0% |  | 0%
|  |  | 16 | [7 empty] | 0% |  | 0% |  | 0% |  | 0% |  | 0% |  | 0% |  | 0% |  | 0% |  | 0% |  | 0%
|  |  | 17 | [7 empty] | 0% |  | 0% |  | 0% |  | 0% |  | 0% |  | 0% |  | 0% |  | 0% |  | 0% |  | 0%
|  |  | 18 | [7 empty] | 0% |  | 0% |  | 0% |  | 0% |  | 0% |  | 0% |  | 0% |  | 0% |  | 0% |  | 0%
|  |  | 19 | [7 empty] | 0% |  | 0% |  | 0% |  | 0% |  | 0% |  | 0% |  | 0% |  | 0% |  | 0% |  | 0%
|  |  | 20 | [7 empty] | 0% |  | 0% |  | 0% |  | 0% |  | 0% |  | 0% |  | 0% |  | 0% |  | 0% |  | 0%
|  |  |  | Sum | [5 empty] | 90.12% | 0% | 88.66% | 0% | 90.08% | 0% | 89.45% | 0% | 88.21% | 0% | 90.79% | 0% |  | 0% |  | 0% |  | 0% |  | 0%
[5 empty] | thereof |  | central |  |  | 90.12% | 0% | 88.66% | 0% | 90.08% | 0% | 89.45% | 0% | 88.21% | 0% | 90.79% | 0% | 0% | 0% | 0% | 0% | 0% | 0% | 0% | 0%
[7 empty] | decentral |  |  | 0% | 0% | 0% | 0% | 0% | 0% | 0% | 0% | 0% | 0% | 0% | 0% | 0% | 0% | 0% | 0% | 0% | 0% | 0% | 0%
|  |  |  | Other Systems | [5 empty] | 9.88% | 0% | 11.34% | 0% | 9.917% | 0% | 10.55% | 0% | 11.79% | 0% | 9.208% | 0% |  | 0% |  | 0% |  | 0% |  | 0%
DHW Systems
Occurances or Fractions of Produced Heat
|  |  | 1 | Oil |  | B_NC |  |  | C | 17.76% | 0% | 16.63% | 0% | 16.83% | 0% | 11.19% | 0% | 11.06% | 0% | 15.67% | 0% |  | 0% |  | 0% |  | 0% |  | 0%
|  |  | 2 | DH |  | TS |  |  | C | 1.174% | 0% | 1.424% | 0% | 3.919% | 0% | 2.138% | 0% | 2.655% | 0% | 0.4059% | 0% |  | 0% |  | 0% |  | 0% |  | 0%
|  |  | 3 | Gas |  | B_C |  |  | C | 2.451% | 0% | 2.262% | 0% | 3.66% | 0% | 2.046% | 0% | 1.925% | 0% | 5.118% | 0% |  | 0% |  | 0% |  | 0% |  | 0%
|  |  | 4 | Gas |  | G_IWH_NC |  |  | C | 1.02% | 0% | 1.085% | 0% | 1.135% | 0% | 1.18% | 0% | 1.273% | 0% | 0.752% | 0% |  | 0% |  | 0% |  | 0% |  | 0%
|  |  | 5 | Bio |  | B_C |  |  | C | 10.75% | 0% | 10.04% | 0% | 11.14% | 0% | 9.773% | 0% | 10.71% | 0% | 8.63% | 0% |  | 0% |  | 0% |  | 0% |  | 0%
|  |  | 6 | Bio |  | B_WP |  |  | C | 20.39% | 0% | 18.54% | 0% | 19.14% | 0% | 14.74% | 0% | 13.15% | 0% | 16.59% | 0% |  | 0% |  | 0% |  | 0% |  | 0%
|  |  | 7 | Bio |  | B_WP |  |  | C | 6.812% | 0% | 7.793% | 0% | 8.113% | 0% | 2.875% | 0% | 4.968% | 0% | 9.263% | 0% |  | 0% |  | 0% |  | 0% |  | 0%
|  |  | 8 | El |  | HP_Ground |  |  | C | 1.351% | 0% | 1.679% | 0% | 1.626% | 0% | 0.7357% | 0% | 1.147% | 0% | 3.153% | 0% |  | 0% |  | 0% |  | 0% |  | 0%
|  |  | 9 | El |  | HP_Air |  |  | D | 13.37% | 0% | 12.92% | 0% | 10.03% | 0% | 10.93% | 0% | 13.25% | 0% | 16.8% | 0% |  | 0% |  | 0% |  | 0% |  | 0%
|  |  | 10 | Gas |  | G_IWH |  |  | C | 0.9526% | 0% | 0.9526% | 0% | 0.9526% | 0% | 0.9526% | 0% | 0.9526% | 0% | 0.9526% | 0% |  | 0% |  | 0% |  | 0% |  | 0%
|  |  | 11 | El |  | E |  |  | D | 3.324% | 0% | 3.828% | 0% | 2.582% | 0% | 12.8% | 0% | 15.32% | 0% | 0% | 0% |  | 0% |  | 0% |  | 0% |  | 0%
|  |  | 12 | - |  | Solar |  |  | C | 7.279% | 0% | 8.051% | 0% | 6.399% | 0% | 5.75% | 0% | 6.524% | 0% | 4.538% | 0% |  | 0% |  | 0% |  | 0% |  | 0%
|  |  | 13 | Coal |  | B_NC_CT |  |  | C | 7.2% | 0% | 6.424% | 0% | 8.624% | 0% | 6.546% | 0% | 6.837% | 0% | 6.714% | 0% |  | 0% |  | 0% |  | 0% |  | 0%
|  |  | 14 | Gas |  | G_Tank |  |  | D | 0.8933% | 0% | 0.9091% | 0% | 0.6648% | 0% | 7.561% | 0% | 4.036% | 0% | 4.368% | 0% |  | 0% |  | 0% |  | 0% |  | 0%
|  |  | 15 | Oil |  | B_NC_LT |  |  | C | 5.281% | 0% | 7.463% | 0% | 5.19% | 0% | 10.77% | 0% | 6.194% | 0% | 8.169% | 0% |  | 0% |  | 0% |  | 0% |  | 0%
|  |  | 16 | [7 empty] | 0% |  | 0% |  | 0% |  | 0% |  | 0% |  | 0% |  | 0% |  | 0% |  | 0% |  | 0%
|  |  | 17 | [7 empty] | 0% |  | 0% |  | 0% |  | 0% |  | 0% |  | 0% |  | 0% |  | 0% |  | 0% |  | 0%
|  |  | 18 | [7 empty] | 0% |  | 0% |  | 0% |  | 0% |  | 0% |  | 0% |  | 0% |  | 0% |  | 0% |  | 0%
|  |  | 19 | [7 empty] | 0% |  | 0% |  | 0% |  | 0% |  | 0% |  | 0% |  | 0% |  | 0% |  | 0% |  | 0%
|  |  | 20 | [7 empty] | 0% |  | 0% |  | 0% |  | 0% |  | 0% |  | 0% |  | 0% |  | 0% |  | 0% |  | 0%
|  |  |  | Sum | [5 empty] | 100% | 0% | 100% | 0% | 100% | 0% | 100% | 0% | 100% | 0% | 101.1% | 0% |  | 0% |  | 0% |  | 0% |  | 0%
[5 empty] | thereof |  | central |  |  | 82.41% | 0% | 82.35% | 0% | 86.72% | 0% | 68.71% | 0% | 67.39% | 0% | 79.96% | 0% | 0% | 0% | 0% | 0% | 0% | 0% | 0% | 0%
[7 empty] | decentral |  |  | 17.59% | 0% | 17.65% | 0% | 13.28% | 0% | 31.29% | 0% | 32.61% | 0% | 21.17% | 0% | 0% | 0% | 0% | 0% | 0% | 0% | 0% | 0%
|  |  |  | Other Systems | [5 empty] | 0% | 0% | 0% | 0% | 0% | 0% | 0% | 0% | 0% | 0% | -1.128% | 0% |  | 0% |  | 0% |  | 0% |  | 0%
|  | Energy Balance | [16 empty] | All energy quantities in | GWh/a |  |  |  | Heating + DHW
[8 empty] | fuels related to |  |  | gross | 0% | calorific value
[28 empty] | Total |  | per m²
|  |  | Net heat need |  |  |  |  | 2905.5655 |  | 2721.2372 |  | 283.7124 |  | 868.4875 |  | 735.848 |  | 96.5923 |  | 0 |  | 0 |  | 0 |  | 0 |  | 7611.4428 |  | 106.6178
|  |  | Produced heat |  |  |  |  | 3191.7184 |  | 2969.9901 |  | 313.5851 |  | 1006.0956 |  | 793.9447 |  | 103.2007 |  | 0 |  | 0 |  | 0 |  | 0 |  | 8378.5346 |  | 117.3629
|  |  | Gas |  |  |  | 1 | 419.9149 |  | 505.5796 |  | 136.3707 |  | 167.1961 |  | 201.3049 |  | 54.2983 |  | 0 |  | 0 |  | 0 |  | 0 |  | 1484.6646 |  | 20.7965
|  |  | Oil |  |  |  | 1 | 442.8798 |  | 533.2293 |  | 143.8287 |  | 177.8178 |  | 214.0935 |  | 57.7477 |  | 0 |  | 0 |  | 0 |  | 0 |  | 1569.5968 |  | 21.9862
|  |  | Coal |  |  |  | 1 | 0.60567 |  | 0.72923 |  | 0.1967 |  | 0.2402 |  | 0.2892 |  | 0.078007 |  | 0 |  | 0 |  | 0 |  | 0 |  | 2.139 |  | 0.029962
|  |  | Bio |  |  |  | 1 | 1476.5888 |  | 1777.8199 |  | 479.534 |  | 653.0429 |  | 786.2668 |  | 212.0809 |  | 0 |  | 0 |  | 0 |  | 0 |  | 5385.3331 |  | 75.4354
|  |  | DH |  |  |  |  | 249.6329 |  | 300.5592 |  | 81.0703 |  | 100.665 |  | 121.2012 |  | 32.6918 |  | 0 |  | 0 |  | 0 |  | 0 |  | 885.8203 |  | 12.4082
|  |  | El |  |  |  |  | 287.4632 |  | 346.1071 |  | 93.356 |  | 122.3694 |  | 147.3333 |  | 39.7404 |  | 0 |  | 0 |  | 0 |  | 0 |  | 1036.3694 |  | 14.517
|  |  | Other / not specified |  |  |  |  | 136.2377 |  | 164.0308 |  | 44.2443 |  | 31.9474 |  | 38.4648 |  | 10.3752 |  | 0 |  | 0 |  | 0 |  | 0 |  | 425.3002 |  | 5.9574
|  |  | Sum final energy |  |  |  |  | 3013.3229 |  | 3628.055 |  | 978.6006 |  | 1253.2789 |  | 1508.9537 |  | 407.0123 |  | 0 |  | 0 |  | 0 |  | 0 |  | 10789.2234 |  | 151.1307
|  |  | per m² |  |  |  |  | 145.8205 |  | 145.8169 |  | 145.8182 |  | 151.569 |  | 174.704 |  | 182.7216
|  |  | CHP electr. production |  |  |  |  | 0 |  | 0 |  | 0 |  | 0 |  | 0 |  | 0 |  | 0 |  | 0 |  | 0 |  | 0 |  | 0 |  | 0
| Version: |  | 2016-01-21