## Cover
EPISCOPE Case Study:
Tracking building energy refurbishment activity and
Scenarios for achieving Climate Change Targets
for the Housing Stock of the Northside of Dublin
"EPI Tables"
Documentation of
Energy Performance Indicators
Prepared in the framework
of the European project EPISCOPE
www.episcope.eu | www.episcope.eu
13th April 2016
{ Logo }
Energy Action Limited
Dublin/ Ireland
Energy Performance Indicator Tracking Schemes for the Continuous Optimisation of Refurbishment Processes in European Housing Stocks
Co-funded by the Intelligent Energy Europe
Programme of the European Union

## About
Workbook Template / Data Entry Guidance
[6 empty] | Template version: | 2016-01-28
About this Workbook
The template for this workbook has been prepared in the framework of the project EPISCOPE which was mainly funded by the programme Intelligent Energy Europe. The purpose is to report in a concerted way on input and output data of the building stock models and scenario calculations.
The usage of the EPI concept as well of this workbook by third parties is intended and desirable.
EPISCOPE Case Studies: Guidance for Data Entry
|  | ► | This data appendix is supposed to address readers who are interested in more detailed results of your scenario calculations.
|  | ► | Give enough explanatory text so the reader can understand the documentation (together with your case study reports and your English project description in EPISCOPE Synthesis Reports SR 2 or SR 3), but keep it short.
|  | ► | Respect the clear separation between "monitoring indicators" (which are based on empirical data) and "scenario indicators".
|  | ► | Stick to the table templates as far as possible: This will facilitate the understanding for other experts.
|  | ► | Individual modifications are possible (in this case: provide additional remarks so that changes come clear to the reader).
|  | ► | Also additional individual data tables may be supplemented, if you like.
|  | ► | If data is not available: The data fields (lines or rows) of the table templates may be deleted.
|  | ► | A first version of the monitoring indicators and of the starting point (basic case) of the scenarios was already provided for the interim report by most partners. Download of these preliminary EPI tables (status: 2014-10) at the internal EPISCOPE website (login first): http://internal.episcope.eu/internal-contract/reports-submitted-to-eacieasme/
Monitoring Indicators
General Rule: Enter only robust empirical data into the monitoring indicators tables.
If data is not available: Keep the fields empty or delete them.
Give the reader an impression of the reliability of data of the main data sources, for example providing some estimation as to the following issues as far as applicable:
|  | ► | Size of the applied sample (100 or 1000 or 10 000)? In case of local case studies also relate the sample size to the total number of considered buildings.
|  | ► | What is the rate of return for the most important questions?
|  | ► | How do you assess the data quality? (in terms of uncertainties of the measured information; only in words, not quantitative)
|  | ► | Is data deemed as representative or might it be biased?
|  | ► | Is data up-to-date?
Scenario Indicators
Report the respective indicators for the trend scenario and if possible for 1 to 2 additional scenarios.
|  | ► | Provide information on the starting year (basic case) and the end year (e.g. 2050) and at least 1-2 additional years in between. In some case studies the partners differentiated between the “basic case” and the current state 2015 (for example if the basic case is based on a survey implemented some years ago). Here it is necessary to provide the numbers for both states (please note, that this may require in some cases an additional column on the left side in the summary indicators tables from SR2/3).
|  | ► | The data of the basic case and of the scenarios are shown as “one value for the whole stock”, that means they are not split for different building types. But the total values of the basic case must correspond to the values in the sheet "Basic Case Details", that means they must be appropriate mean values (e.g. weighted by living space, another reference area or dwelling number) of the “average buildings”.
|  | ► | Two different approaches can be chosen:
- Relate the data to the complete building stock (including new buildings).
- Relate the data to the existing building stock of a certain year only (e.g. the year of the basic case) and follow this building stock over time.
|  | ► | In both cases indicate the building stock in the lines at the top of the table:
e.g. bs 2030 = Building Stock of the year 2030 (including new buildings)
bs..2012¦2030 = Buildings constructed until 2012 in the year 2030. Give a short explanation of that indicator
|  | ► | In both cases: give at least some additional short textual explanation of the assumed development in the new building sector (which insulation standards are achieved? Which heat supply systems are applied?). Alternatively also separate detailed tables of the new buildings subset of the building stock may be provided, if you like.
|  | ► | Give at least some additional short textual explanation of the development in the higher-level electricity and district heating sector, as far as applicable (but also indicate if there are no changes assumed). This also might help to understand the development of the summary indicator carbon dioxide emission per produced heat.
Energy Balance Indicators
Enter the results of the two scenario calculations for the different years. The values should be identical to those displayed in the Synthesis Reports SR 2 and 3.
"Basic Case Details -" Scenario and Energy Balance Indicators by Building Type
The basic cases of all EPISCOPE scenario calculations are documented in form of "average buildings" in the TABULA Webtool (http://webtool.building-typology.eu) area "Building Stocks". The most important input data are identical to the monitoring indicators. The current version of the "average buildings" datasets can be found in sheet "Source TABULA.xlsm - Basic Case" of this workbook. You can directly copy and paste the rows containing your case study values from there into the sheet "Basic Case Details".
Summary Indicators
The summary indicators are designed to give a first and basic overview of the results of scenario analysis of residential building stocks. The format is binding - in contrast to the other indicators. You will find the detailed definitions and further explanations in the EPISCOPE report "Application of Energy Performance Indicators for Residential Building Stocks" (www.episcope.eu/communication/download/)
Energy Performance Indicator Tracking Schemes for the Continuous Optimisation of Refurbishment Processes in European Housing Stocks
Co-funded by the Intelligent Energy Europe Programme of the European Union
| Contract N°: |  |  | IEE/12/695/SI2.644739 – EPISCOPE
| Coordinator: |  |  | Institut Wohnen und Umwelt, Darmstadt / Germany
| Project duration: |  |  | April 2013 - March 2016
The sole responsibility for the content of this deliverable lies with the authors. It does not necessarily reflect the opinion of the European Union. Neither the EASME nor the European Commission are responsible for any use that may be made of the information contained therein.

## Data Info
EPISCOPE Case Studies - Documentation of Energy Performance Indicators
General Information
General Information about the monitoring and scenario data documented in this workbook
|  | Country |  | IE | Ireland
|  | Building stock |  | Building Stock of the Northside of Dublin City
|  | Person in charge |  | Michael Hanratty
|  |  | Organisation | Energy Action Limited
|  |  | Address | IDA Unit 14, Newmarket, Dublin 8
|  |  | Country | Ireland
|  |  | URL | www.energyaction.ie
|  | Date |  | 2016-020-4
Documented study
|  |  | Reference | M. Hanratty, B. Sheldrick, C. Roarty, M. Badurek: Monitoring the energy refurbishment rates for the housing stock of the Northside of Dublin City, published for the EU EPISCOPE project, 14th July 2015
Explanations
Monitoring Indicators
The monitoring indicators are based on a database of 40,797 BER (EPC) certificates for the selected stock available from the national BER database, plus results from a field survey of 100 dwelllings specifically undertaken as part of the EPISCOPE project. The results from both sources were assessed and aggregate trend data was selected where it was deemed appropriate. Data from national energy upgrade programmes (SEAI and Dublin City council) was also evaluated but the activity levels were well belwo the other two sources. No other survey data sources were available fo rthe selected stock.
A detailed description of the data situation in Ireland can be found in the EPISCOPE Synthesis Report SR4 [3].
Scenario Indicators
|  | Scenario <1> |  | "Trend A - current"
The current trend A is based on a combination of data available from the national BER Database and on field survey results on a sample of the housing stock on the Northside of Dublin city carried out as part of the EPISCOPE project. The current trend assumes that the existing stock will continue to be refurbished at the aggregate rate derived from both the BER database and field survey analysis. The current trend also assumes 1,000 new dwellings to NZEB standard will be added to the stock each year.
|  | Scenario <2> |  | "Trend C - 80% CO2 Reduction Target"
Trend C is designed to achieve the national target of an 80% CO2 reduction from 1990 levels by 2050. In addition to the current trend of energy upgrades for the housing stock, the following activity will be required:
|  | - | 75% of the stock will have undergone a deep retrofit by 2050. A deep retrofit assumes that an existing dwelling will achieve an A2 BER rating by adopting ambitious fabric upgrades and switching to renewable technologies including heat pumps for space and water heating.
|  | - | the electricity grid will be decarbonised by 65% compared to current levels by 2050.
Note: while the practicalities of achieving deep retrofits on such a very large scale are highly debatable, the analysis shows the scale of the task ahead and that business as usual will not suffice if CO2 reduction targets are to be achieved.
Further Explanations
A mid-range Trend B was also assessed that assumes that 25% of the stock will have undergone a deep retrofit and that the grid will be decarbonised by 30% compared to current levels by 2050. This target will achieve a 60% CO2 reduction by 2050.
The deep retrofit target for dwellings builds upon the advanced energy upgrade standards devleoped within the Irish TABULA building typology. It assumes all building fabric will be upgraded to meet the current building regulations and that heat pumps will be used for space and water heating and photovoltaic panels will be empoyed to produce electricity.
Energy Balance Indicators
The total heat demand Qtotal includes the energy need for heating and hot water supply as well as the losses of heat distribution and storage in the builidings. It also includes heat recovered by ventilation systems. Auxiliary electric energy for control, pumps, fans of heat supply and ventilation systems is included in the numbers of electric energy demand.
The numbers are related to the complete building stock of the respective year (including new buildings constructed after 2015).
The total heat demand Qtotal is not stated as the energy balance is based on delivered enrgy values using the EPC database as the starting point. The energy balance results includes the energy needed for heating and hot water supply taking account of the losses in heat distribution and storage in the buildings plus the losses associated with the heat generators (i.e typically boilers). Auxiliary electric energy for control, pumps, fans of heat supply and ventilation systems is included in the numbers of electric energy demand.
Basic Case Details - Scenario and Energy Balance Indicators by Building Type
6 building types are used for the definition of the TABULA "average buildings", referring to 2 building size classes (houses and individual apartments) and 3 construction year classes (- 1978; 1978 - 1999; 2000 - 2010).
Summary Indicators
Detailed information about the summary indicators can be found in the description of the Irish case study of EPISCOPE Synthesis Report SR2 [3].
References
| [1] | M. Hanratty, B. Sheldrick, C. Roarty, M. Badurek: National Report of the Irish EPISCOPE Pilot Action - Monitoring the energy refurbishment rates of the housing stock of the Northside of Dublin City, Dublin, July 2015:
http://episcope.eu/fileadmin/episcope/public/docs/pilot_actions/IE_EPISCOPE_LocalCaseStudy_EnergyAction.pdf
| [2] | Stein, B., Loga, T., Diefenbach, N. (ed.): Tracking of Energy Performance Indicators in Residential Building Stocks – Different Approaches and Common Results. EPISCOPE Synthesis Report No. 4, Institut Wohnen und Umwelt, Darmstadt, 2016
www.episcope.eu/communication/download/
| [3] | Stein, B., Loga, T., Diefenbach, N. (ed.): Scenario Analyses Concerning Energy Efficiency and Climate Protection in Local Residential Building Stocks. Examples from Seven European Countries – EPISCOPE Synthesis Report No. 2”, Institut Wohnen und Umwelt, Darmstadt, 2016
www.episcope.eu/communication/download/

## Monitoring Indicators
Monitoring Indicators
General Remarks:
Building stock data is derived from national Census 2011.
M.1 Basic data of the building stock | Complete building stock | Old building stock | New buildings
number of buildings | 93058
number of dwellings | 133431
number of houses | 96183
number of apartments | 37248
national reference area [m²] | 11142100
sources / remarks
Reference area is based on internal floor area as defined by the national EPC/ BER calculation methodology.
M.2.1 Building insulation: basic information about state and trends of fabric improvement
| Complete building stock | Old building stock
Walls |  |  | percentages related to…
insulation improved (cases)* | 14.16% | 13.87% | % of no. Dwelings
insulation improved (fabric surface)** | 16.7% | 16.4% | % total wall area
average thickness of improved insulation | 8.8cm |  | avg thickness cm
annual rate of insulation improvement (cases) | 2.51% | 2.45% | % of dwellings
annual rate of insulation improvement (fabric surface) | 2.99% | 2.93% | % of fabric surface
average thickness of insulation (recent modernisation) | 8.9cm |  | avg thickness cm
Roofs / upper floor ceilings |  |  | percentages related to…
insulation improved (cases)* | 34.74% | 34.87% | % of dwellings
insulation improved (fabric surface)** | 34.39% | 34.53% | % of fabric surface
average thickness of improved insulation | 17cm |  | avg thickness cm
annual rate of insulation improvement (cases) | 2.6% | 2.65% | % of dwellings
annual rate of insulation improvement (fabric surface) | 2.64% | 2.69% | % of fabric surface
average thickness of insulation (recent modernisation) | 18.1 cm |  | avg thickness cm
Ground floors / cellar ceilings |  |  | percentages related to…
insulation improved (cases)* | 5.995% | 5.469% | % of dwellings
insulation improved (fabric surface)** | 6.183% | 5.687% | % of fabric surface
average thickness of improved insulation | 100 |  | avg thickness cm
annual rate of insulation improvement (cases)
annual rate of insulation improvement (fabric surface)
average thickness of insulation (recent modernisation) | 100 |  | avg thickness cm
Windows
insulation improved (cases)* | 60.28% | 60.2% | % dwelling number
thermal quality improved (fabric surface)** | 63.77% | 62.95% | % elemental area
average quality of improved windows | 2.75 W/m2K | 2.76 | U-value
annual rate of insulation improvement (cases) | 2.18% | 2.17% | % dwelling number
annual rate of insulation improvement (fabric surface) | 2.87% | 2.86% | % elemental area
average quality of improved windows (recent modernisation) | 1.6 W/m2K |  | U-value
Sources / remarks
*) percentage of buildings (or dwellings) which have already been refurbished by adding insulation
**) e.g. in case of walls: upgraded wall area devided by total wall area of the respective building stock
M.2.2 Building insulation: Detailed information of the actual state
| Complete building stock | Old building stock | New buildings
levels of wall insulation (area-weigthed):
level 0 (U > 0,6 W/m²K) | 49.03% | 49.3% | 0%
level 1 (0,6 W/m²K >= U > 0,27 W/m²K) | 40.17% | 40.29% | 17.48%
level 2 (0,27 W/m²K >= U > 0,21 W/m²K) | 9.57% | 9.52% | 18.66%
level 3 (U <= 0,21 W/m²K ) | 1.23% | 0.89% | 63.86%
roofs / upper floor ceilings
level 0 (U > 0,4 W/m²K) | 36.14% | 36.35% | 0%
level 1 (0,4 W/m²K >= U > 0,16 W/m²K) | 50.48% | 50.54% | 40.09%
level 2 U < 0,16 W/m²K) | 13.38% | 13.12% | 59.91%
ground floors / cellar ceilings
level 0 (U > 0.25 W/m²K) | 92.34% | 92.76% | 15.97%
level 1 (U <=0.25 W/m²K) | 7.66% | 7.224% | 84.03%
windows
level 0 (U > 3,7 W/m²K) | 15.3% | 15.38% | 0%
level 1 (3,6 W/m²K >= U > 2,2 W/m²K) | 56.51% | 56.77% | 3.66%
level 2 (U <= 2.2 W/m²K) | 28.18% | 27.85% | 96.34%
Sources / remarks
The U-value levels are based on a combination of factors. For walls, the defaut U value for a filled cavity wall (U=0.6 W/m2K) as are building regulation values. The proportions of walls in the respective levels are drawn from an analysis of the public EPC database.
M.3.1 Main Heat Supply Systems for Space Heating
|  | state of the building stock |  | modernisation | trends
| Complete building stock | Old building stock | New buildings | Complete building stock | Old building stock
M.3.1.1 Centralisation of space heating system |  |  |  | net modernisation rates*
district heating | 0% | 0% | 0% | 0% | 0%
building / apartment heating | 75.39% | 75.26% | 100% | 1.59%
room heating | 24.61% | 24.74% | 0% | -1.59% | -1.56%
| 100% | 100% | 100%
M.3.1.2 Main energy carrier for space heating |  |  |  | net modernisation rates*
district heating | 0% | 0% | 0% | 0% | 0%
gas (natural / liquid gas) | 63.95% | 63.76% | 97.62% | 2.01% | 1.97%
oil | 4.932% | 4.959% | 0% | 0.37% | 0.38%
coal, peat, anthracite, mfg. smokeless, solid m/fuel | 0.9082% | 0.9132% | 0% | 0.04% | 0.04%
wood/biomass | 0.08138% | 0.08183% | 0%
electricity | 24.32% | 24.44% | 2.381% | -1.76% | -1.74%
community htg | 5.807% | 5.839% | 0% | -0.68% | -0.67%
M.3.1.3. Main heat generation system for space heating |  |  |  | net modernisation rates*
combustion of fossil fuels: "level 0" systems: gas / oil non-condensing boilers | 44.46% | 44.71% | 0% | 0.4% | 0.45%
combustion of fossil fuels: "level 1" systems: gas/oil condensing boilers | 23.9% | 23.5% | 97.62% | 1.98% | 1.9%
combustion of fossil fuels: "level 2" - not defined yet | 0% | 0% | 0% | 0% | 0%
direct electric heating / storage heating | 24.24% | 24.37% | 0% | -1.76% | -1.73%
solid fuel non-centralised system (room heating) | 0.6543% | 0.6579% | 0% | 0.04% | 0.04%
biomass systems | 0.08138% | 0.08183% | 0%
electric heat pumps | 0.08138% | 0.06874% | 2.381%
community heating | 5.807% | 5.839% | 0% | -0.68% | -0.67%
other | 0.7747% | 0.779% | 0%
| 100% | 100% | 100%
Sources / remarks
*) explanation of gross/net rates: gross rates: e.g. all new heating generation systems are considered (e.g. also if the same type is installed again), net rates: only the net growth/decline of system types and energy carriers is considered. Accordingly the gross rates of all heat generation systems sum up to the complete modernisation rate of heat generation systems in the observed building stock, whereas net modernisation rates always add up to zero.
M.3.2 Special Systems (additional systems of special interest for space heating, hot water supply, ventilation, including photovoltaics)
|  | state of the building stock |  | modernisation trends (gross rates)
| Complete building stock | Old building stock | New buildings | Complete building stock | Old building stock
solar thermal systems
...for hot water supply only | 1.602% | 1.496% | 20.83% | 0.25% | 0.27%
...for heating and hot water supply
photovoltaic systems
ventilation systems (for buildings/apartments, not only kitchen/WC ventilation)
....with heat recovery | 0.8822% | 0.8837% | 0.5952%
...without heat recovery | 0.3548% | 0.036% | 58.33% | 0.06% | 0.06%
Sources / remarks
SEAI BER Research Tool
M.3.3 Main System of Hot Water Supply
apart from additional solar thermal systems (see above)
| Complete building stock | Old building stock | New buildings
M.3.3.1 Main Energy carrier for hot water supply
district heating | 0% | 0% | 0%
gas | 63.16% | 62.97% | 97.62%
oil | 4.782% | 4.808% | 0%
coal + all solid fossil | 0.4818% | 0.4844% | 0%
wood/biomass | 0.08464% | 0.0851% | 0%
electricity | 25.69% | 25.82% | 2.381%
community htg | 5.807% | 5.839% | 0%
| 100% | 100% | 100%
M.3.3.2 Main heat generation system for hot water supply
hot water generation combined with heating system: | 98.56% | 98.54% | 100%
separate system of hot water generation:
- direct electric heat generation | 1.335% | 1.342% | 0%
- electric heat pump | 0% | 0% | 0%
- combustion of fossil fuels | 0.05208% | 0.05237% | 0%
- other | 0.00328% | 0.003295% | 0%
| 99.95% | 99.94% | 100%
Sources / remarks
SEAI BER Research Tool
M.4 Final Energy balance: Measured values | Complete building stock | related to national reference area
energy consumption in TWh/a (109 kWh/a) |  | kWh/(m²a)
gas | 1.1104 | 99.6768
oil | 0.1187 | 10.6553
coal | 0.0292 | 2.6212
wood/biomass | 0.0004 | 0.035907
electricity | 0.1609 | 14.4434
Total | 1.4196 | 127.4327
Sources / remarks
SEAI BER Research Tool calibrated for measured energy use / 2013
Gross calorific Value

## Scenario Indicators <A> (Trend)
Scenario Indicators <1>
State Indicators
e.g. Scenario A / Trend | Residential Buildings - complete stock |  |  |  |  | Remarks
| 2012: Basic Case | 2015 (Basic Case) | 2020 | 2030 | 2050
| bs2012 = bs…2012¦2012 | bs2015 | bs…2012¦2020 | bs…2012¦2030 | bs…2012¦2050
Number of buildings
Number of dwellings |  | 134000 | 139000 | 149000 | 169000 | Building Stock is based on the 2011 Census. 1,000 new dwellings predicted to be built annually.
National reference area [m²] |  | 11142100 | 11557850 | 12389350 | 14052350
TABULA/EPISCOPE reference area [m²] |  | 11430000 | 11870000 | 12740000 | 14490000
Building insulation: state of modernisation
Walls | [5 empty] | percentages related to ....
insulation improved |  | 14.16% | 26.2% | 51.7% | 95% | building number (old buildings only)
insulation improved (fabric surface)** |  | 16.7% |  |  |  | elemental area
Roofs / upper floor ceilings | [5 empty] | percentages related to ....
insulation improved (from original state) |  | 34.74% | 52.7% | 89% | 95% | building number (old buildings only)
insulation improved (area-weighted) |  | 34.39% |  |  |  | elemental area
Ground floors / cellar ceilings | [5 empty] | percentages related to ....
insulation improved (from original state) |  | 5.995% |  |  |  | building number
insulation improved (area-weighted) |  | 6.183% |  |  |  | elemental area
Windows | [5 empty] | percentages related to ....
insulation improved (from original state) |  | 60.28% | 73.8% | 95% | 95% | building number (old buildings only)
insulation improved (area-weighted) |  | 63.77% |  |  |  | elemental area
Building insulation: Detailed information
levels of wall insulation (area-weigthed): | [5 empty] | percentages related to....
level 0 (U > 0,6 W/m²K) |  | 49.03% |  |  |  | elemental area
level 1 (0,6 W/m²K >= U > 0,27 W/m²K) |  | 40.17%
level 2 (0,27 W/m²K >= U > 0,21 W/m²K) |  | 9.57%
level 3 (U <= 0,21 W/m²K ) |  | 1.23%
levels of roof/upper floor ceiling insulation (area-weigthed): | [5 empty] | percentages related to....
level 0 (U > 0,4 W/m²K) |  | 36.14%
level 1 (0,4 W/m²K >= U > 0,16 W/m²K) |  | 50.48%
level 2 U < 0,16 W/m²K) |  | 13.38%
levels of ground floor / cellar ceiling insulation (area-weigthed): | [5 empty] | percentages related to....
level 0 (U > 0.25 W/m²K) |  | 92.34%
level 1 (U <=0.25 W/m²K) |  | 7.66%
levels of window insulation (area-weigthed): | [5 empty] | percentages related to....
level 0 (U > 3,7 W/m²K) |  | 15.3%
level 1 (3,6 W/m²K >= U > 2,2 W/m²K) |  | 56.51%
level 2 (U <= 2.2 W/m²K) |  | 28.18%
Main Heat Supply Systems for Space Heating
Centralisation of space heating system | [5 empty] | percentages related to....
district heating | [5 empty] | no of buildings
building / apartment heating |  | 75.39%
room heating |  | 24.61%
Main energy carrier for space heating | [5 empty] | percentages related to....
district heating |  | 0% |  |  |  | no of buildings
gas (natural / liquid gas) |  | 63.95% | 65.25% | 67.58% | 71.42%
oil |  | 4.932%
coal, peat, anthracite, mfg. smokeless, solid m/fuel |  | 0.9082%
wood/biomass |  | 0.08138%
electricity |  | 24.32%
community htg |  | 5.807%
Main heat generation system for space heating | [5 empty] | percentages related to....
combustion of fossil fuels: "level 0" systems: gas / oil non-condensing boilers |  | 44.46% | 28.93% | 21.2% | 10% | no of buildings
combustion of fossil fuels: "level 1" systems: gas/oil condensing boilers |  | 23.9% | 39.4% | 47.15% | 78%
combustion of fossil fuels: "level 2" - not defined yet |  | 0%
direct electric heating / storage heating |  | 24.24%
solid fuel non-centralised system (room heating) |  | 0.6543%
biomass systems |  | 0.08138%
electric heat pumps |  | 0.08138%
community htg |  | 5.807%
other |  | 0.7747%
Special Systems | [5 empty] | percentages related to....
solar thermal systems | [5 empty] | No of buildings
...for hot water supply only |  | 1.602%
...for heating and hot water supply
photovoltaic systems
ventilation systems (for buildings/apartments, not only kitchen/WC ventilation)
....with heat recovery
...without heat recovery
additional systems of special interest for the observed building stock may be defined by the partners
(optional): Main Energy carrier for hot water supply | [5 empty] | percentages related to....
district heating
gas
oil
coal
wood/biomass
electricity
(optional:)Main heat generation system for hot water supply | [5 empty] | percentages related to....
hot water generation combined with heating system:
separate system of hot water generation:
- direct electric heat generation
- electric heat pump
- combustion of fossil fuels
- combustion of wood/biomass
remarks
The 2015 state data is based on an analysis of the EPC database in 2015.
The trend data to 2020 and beyond is based on an aggregate trend derived from both EPC trend analysis and a specific EPISCOPE field survey.
NB: Where no data is shown, this data is not currently available.
Operational Indicators
e.g. Scenario A / Trend | Residential Buildings constructed until 2012
| 2012: Basic Case | 2015 (Basic Case) | 2020 | 2030 | 2050
| bs2012 = bs…2012¦2012 | bs2015 | bs…2012¦2020 | bs…2012¦2030 | bs…2012¦2050
Directly heated part of the reference floor area | [5 empty] | in %
Daily operating time of heating system | [5 empty] | h/d
Set-point temperature heating system | [5 empty] | °C
Average temperature directly heated part | [5 empty] | °C (heating period)
Average temperature not directly heated part | [5 empty] | °C (heating period)
Climate dataset
Length of heating period | [5 empty] | d/a
Average external air temperature during heating period | [5 empty] | °C

## Scenario Indicators <C>
Scenario Indicators <2>
State Indicators
e.g. Scenario A / Trend | Residential Buildings - complete stock |  |  |  |  | Remarks
| 2012: Basic Case | 2015 (Basic Case) | 2020 | 2030 | 2050
| bs2012 = bs…2012¦2012 | bs2015 | bs…2012¦2020 | bs…2012¦2030 | bs…2012¦2050
Number of buildings
Number of dwellings |  | 134000 | 139000 | 149000 | 169000 | Building Stock is based on the 2011 Census. 1,000 new dwellings predicted to be built annually.
National reference area [m²] |  | 11142100 | 11557850 | 12389350 | 14052350
TABULA/EPISCOPE reference area [m²] |  | 11430000 | 11870000 | 12740000 | 14490000
Building insulation: state of modernisation
Walls | [5 empty] | percentages related to ....
insulation improved |  | 14.16% | 36% | 84% | 95% | building number (old buildings only)
insulation improved (fabric surface)** |  | 16.7% |  |  |  | elemental area
Roofs / upper floor ceilings | [5 empty] | percentages related to ....
insulation improved (from original state) |  | 34.74% | 63.7% | 95% | 95% | building number (old buildings only)
insulation improved (area-weighted) |  | 34.39% |  |  |  | elemental area
Ground floors / cellar ceilings | [5 empty] | percentages related to ....
insulation improved (from original state) |  | 5.995% |  |  |  | building number
insulation improved (area-weighted) |  | 6.183% |  |  |  | elemental area
Windows | [5 empty] | percentages related to ....
insulation improved (from original state) |  | 60.28% | 86% | 95% | 95% | building number (old buildings only)
insulation improved (area-weighted) |  | 63.77% |  |  |  | elemental area
Building insulation: Detailed information
levels of wall insulation (area-weigthed): | [5 empty] | percentages related to....
level 0 (U > 0,6 W/m²K) |  | 49.03% |  |  |  | building number (old buildings only)
level 1 (0,6 W/m²K >= U > 0,27 W/m²K) |  | 40.17%
level 2 (0,27 W/m²K >= U > 0,21 W/m²K) |  | 9.57%
level 3 (U <= 0,21 W/m²K ) |  | 1.23% | 11.9% | 33.3% | 76.1%
levels of roof/upper floor ceiling insulation (area-weigthed): | [5 empty] | percentages related to....
level 0 (U > 0,4 W/m²K) |  | 36.14% |  |  |  | building number (old buildings only)
level 1 (0,4 W/m²K >= U > 0,16 W/m²K) |  | 50.48%
level 2 U < 0,16 W/m²K) |  | 13.38% | 24.1% | 45.5% | 88.3%
levels of ground floor / cellar ceiling insulation (area-weigthed): | [5 empty] | percentages related to....
level 0 (U > 0.25 W/m²K) |  | 92.34% | 82% | 60% | 17% | building number (old buildings only)
level 1 (U <=0.25 W/m²K) |  | 7.66% | 18.4% | 39.8% | 82.6%
levels of window insulation (area-weigthed): | [5 empty] | percentages related to....
level 0 (U > 3,7 W/m²K) |  | 15.3% |  |  |  | building number (old buildings only)
level 1 (3,6 W/m²K >= U > 2,2 W/m²K) |  | 56.51%
level 2 (U <= 2.2 W/m²K) |  | 28.18% | 38.9% | 60.3% | 95%
Main Heat Supply Systems for Space Heating
Centralisation of space heating system | [5 empty] | percentages related to....
district heating
building / apartment heating |  | 75.39%
room heating |  | 24.61%
Main energy carrier for space heating | [5 empty] | percentages related to....
district heating |  | 0% |  |  |  | No. of dwellings
gas (natural / liquid gas) |  | 63.95%
oil |  | 4.932%
coal, peat, anthracite, mfg. smokeless, solid m/fuel |  | 0.9082%
wood/biomass |  | 0.08138%
electricity |  | 24.32% | 35.02% | 56.42% | 95%
community htg |  | 5.807%
Main heat generation system for space heating | [5 empty] | percentages related to....
combustion of fossil fuels: "level 0" systems: gas / oil non-condensing boilers |  | 44.46% |  |  |  | building numbers - old stock only
combustion of fossil fuels: "level 1" systems: gas/oil condensing boilers |  | 23.9%
combustion of fossil fuels: "level 2" - Not defined yeat |  | 0%
direct electric heating / storage heating |  | 24.24%
solid fuel non-centralised system (room heating) |  | 0.6543%
biomass systems |  | 0.08138%
electric heat pumps |  | 0.08138% | 10.7% | 32.1% | 74.9%
community htg |  | 5.807%
other |  | 0.7747%
Special Systems | [5 empty] | percentages related to....
solar thermal systems | [5 empty] | building numbers
...for hot water supply only |  | 1.602%
...for heating and hot water supply
photovoltaic systems
ventilation systems (for buildings/apartments, not only kitchen/WC ventilation)
....with heat recovery
...without heat recovery
additional systems of special interest for the observed building stock may be defined by the partners
(optional): Main Energy carrier for hot water supply | [5 empty] | percentages related to....
district heating
gas
oil
coal
wood/biomass
electricity
(optional:)Main heat generation system for hot water supply | [5 empty] | percentages related to....
hot water generation combined with heating system:
separate system of hot water generation:
- direct electric heat generation
- electric heat pump
- combustion of fossil fuels
- combustion of wood/biomass
remarks
The 2015 state data is based on an analysis of the EPC database in 2015.
The trend data to 2020 and beyond is based on an aggregate trend derived from both EPC trend analysis and a specific EPISCOPE field survey.
NB: Where no data is shown, this data is not currently available.
Operational Indicators
e.g. Scenario A / Trend | Residential Buildings constructed until 2012
| 2012: Basic Case | 2015 (Basic Case) | 2020 | 2030 | 2050
| bs2012 = bs…2012¦2012 | bs2015 | bs…2012¦2020 | bs…2012¦2030 | bs…2012¦2050
Directly heated part of the reference floor area | [5 empty] | in %
Daily operating time of heating system | [5 empty] | h/d
Set-point temperature heating system | [5 empty] | °C
Average temperature directly heated part | [5 empty] | °C (heating period)
Average temperature not directly heated part | [5 empty] | °C (heating period)
Climate dataset
Length of heating period | [5 empty] | d/a
Average external air temperature during heating period | [5 empty] | °C

## Energy Balance <A>
Energy Balance Indicators <1>
Scenario A, all values in GWh/yr (106 kWh/yr) |  | 2012: Basic Case | 2015 (Basic Case) | 2020 | 2030 | 2050
|  | bs2012 | bs2015 | bs2020 | bs2030 | bs2050
TABULA/EPISCOPE reference area [106 m²] |  |  | 11.43 | 11.87 | 12.74 | 14.49
Required heat amounts
Qnd | Net heat need (space heating and DHW)*
Qtotal | Supplied heat (space heating and DHW)**
Qtotal of the buildings constructed until 2012
Qtotal of the new buildings constructed from 2013
Final energy demand by energy carrier (delivered energy, gross calorific value)
1 | natural gas and LPG |  | 1110.4 | 1053.5 | 939.7 | 749.6
2
3 | oil |  | 118.7 | 112.7 | 100.5 | 80.2
4 | coal |  | 29.2 | 27.7 | 24.7 | 19.7
5 | wood / biomass |  | 0.4 | 0.3 | 0.3 | 0.2
6 | district heating
7 | electric energy (used for heat supply)*** |  | 160.9 | 152.6 | 136.1 | 108.6
Sum of energy carriers (1-7) |  | 0 | 1419.6 | 1346.8 | 1201.3 | 958.3
8 | environmental heat (used by heat pumps)
9 | heat from solar thermal systems
10 | ventilation heat recovery
Sum of energy carriers and renewable heat (1-10) |  | 0 | 1419.6 | 1346.8 | 1201.3 | 958.3
|  |  | 33.6 | 31 | 26.2 | 18.7
CO2 emissions (in million tons / year) |  |  | 0.38405 | 0.36797 | 0.33379 | 0.27096
Remarks:
*) and **) - Qnd values are not used in the Irish Pilot Action and so are not included in the Irish EPI tables. Qnd values are the net space heat demand values and hot water requirement vlaues stated in the Irish EPC methodology. These values are not included in the Irish national EPC dataset.
**) e.g. auxiliary electric energy for control, pumps, fans of heat supply and ventilation systems is included
Reference area related values in kWh/(m²a) |  | 2012: Basic Case | 2015 (Basic Case) | 2020 | 2030 | 2050
Scenario A |  | bs2012 | bs2015 | bs2020 | bs2030 | bs2050
TABULA/EPISCOPE reference area [10^6m²] |  | 0 | 11.43 | 11.87 | 12.74 | 14.49
Required heat amounts
Qnd | Net heat need (space heating and DHW)* | - | - | - | - | -
Qtotal | Supplied heat (space heating and DHW)** | - | - | - | - | -
Qtotal of the buildings constructed until 2012 |  | - | - | - | - | -
Qtotal of the new buildings constructed from 2013 |  | - | - | - | - | -
Final energy demand by energy carrier (delivered energy, gross calorific value)
1 | natural gas and LPG | - | 97.1479 | 92.1697 | 82.2135 | 65.5818
2 | 0 | - | 0 | 0 | 0 | 0
3 | oil | - | 10.385 | 9.86 | 8.7927 | 7.0166
4 | coal | - | 2.5547 | 2.4234 | 2.161 | 1.7235
5 | wood / biomass | - | 0.034996 | 0.026247 | 0.026247 | 0.017498
6 | district heating | - | 0 | 0 | 0 | 0
7 | electric energy (used for heat supply)*** | - | 14.077 | 13.3508 | 11.9073 | 9.5013
Sum of energy carriers (1-7) |  | - | 124.1995 | 117.8303 | 105.1006 | 83.8408
8 | environmental heat (used by heat pumps) | - | - | - | - | -
9 | heat from solar thermal systems | - | - | - | - | -
10 | ventilation heat recovery | - | - | - | - | -
Sum of energy carriers and renewable heat (1-10) |  | - | 124.1995 | 117.8303 | 105.1006 | 83.8408
CO2 emissions (kg/m2/year) |  | - | 33.6 | 31 | 26.2 | 18.7
Remarks:
*) and **) - Qnd values are not used in the Irish Pilot Action and so are not included in the Irish EPI tables. Qnd values are the net space heat demand values and hot water requirement vlaues stated in the Irish EPC methodology. These values are not included in the Irish national EPC dataset.
**) e.g. auxiliary electric energy for control, pumps, fans of heat supply and ventilation systems is included
Values related to the reference area
Powers of ten used in the table above
| Area | 6 | 1000000 | m²
| Energy | 6 | 1000000 | kWh/yr

## Energy Balance <C>
Energy Balance Indicators <2>
Scenario C, all values in GWh/yr (106 kWh/yr) |  | 2012: Basic Case | 2015 (Basic Case) | 2020 | 2030 | 2050
|  | bs2012 | bs2015 | bs2020 | bs2030 | bs2050
TABULA/EPISCOPE reference area [106 m²] |  |  | 11.43 | 11.87 | 12.74 | 14.49
Required heat amounts
Qnd | Net heat need (space heating and DHW)*
Qtotal | Supplied heat (space heating and DHW)**
Qtotal of the buildings constructed until 2012
Qtotal of the new buildings constructed from 2013
Final energy demand by energy carrier (delivered energy, gross calorific value)
1 | natural gas |  | 1110.4 | 940.6 | 637.6 | 187.4
2 | liquid gas
3 | oil |  | 118.7 | 100.6 | 68.7 | 20
4 | coal |  | 29.2 | 24.8 | 16.8 | 4.9
5 | wood / biomass |  | 0.4 | 0.3 | 0.2 | 0.1
6 | district heating
7 | electric energy (used for heat supply)*** |  | 160.9 | 158 | 157.5 | 179.2
Sum of energy carriers (1-7) |  | 0 | 1419.6 | 1224.3 | 880.8 | 391.6
8 | environmental heat (used by heat pumps)
9 | heat from solar thermal systems
10 | ventilation heat recovery
Sum of energy carriers and renewable heat (1-10) |  | 0 | 1419.6 | 1224.3 | 880.8 | 391.6
|  |  | 33.6 | 27.1 | 17.6 | 6.4
CO2 emissions (in million tons / year) |  |  | 0.38405 | 0.32168 | 0.22422 | 0.092736
Remarks:
*) and **) - Qnd values are not used in the Irish Pilot Action and so are not included in the Irish EPI tables. Qnd values are the net space heat demand values and hot water requirement vlaues stated in the Irish EPC methodology. These values are not included in the Irish national EPC dataset.
**) e.g. auxiliary electric energy for control, pumps, fans of heat supply and ventilation systems is included
Reference area related values in kWh/(m²a) |  | 2012: Basic Case | 2015 (Basic Case) | 2020 | 2030 | 2050
Scenario C |  | bs2012 | bs2015 | bs2020 | bs2030 | bs2050
TABULA/EPISCOPE reference area [10^6m²] |  | 0 | 11.43 | 11.87 | 12.74 | 14.49
Required heat amounts
Qnd | Net heat need (space heating and DHW)* | - | - | - | - | -
Qtotal | Supplied heat (space heating and DHW)** | - | - | - | - | -
Qtotal of the buildings constructed until 2012 |  | - | - | - | - | -
Qtotal of the new buildings constructed from 2013 |  | - | - | - | - | -
Final energy demand by energy carrier (delivered energy, gross calorific value)
1 | natural gas | - | 97.1479 | 82.2922 | 55.783 | 16.3955
2 | liquid gas | - | 0 | 0 | 0 | 0
3 | oil | - | 10.385 | 8.8014 | 6.0105 | 1.7498
4 | coal | - | 2.5547 | 2.1697 | 1.4698 | 0.4287
5 | wood / biomass | - | 0.034996 | 0.026247 | 0.017498 | 0.0087489
6 | district heating | - | 0 | 0 | 0 | 0
7 | electric energy (used for heat supply)*** | - | 14.077 | 13.8233 | 13.7795 | 15.678
Sum of energy carriers (1-7) |  | - | 124.1995 | 107.1129 | 77.0604 | 34.2607
8 | environmental heat (used by heat pumps) | - | - | - | - | -
9 | heat from solar thermal systems | - | - | - | - | -
10 | ventilation heat recovery | - | - | - | - | -
Sum of energy carriers and renewable heat (1-10) |  | - | - | - | - | -
CO2 emissions (kg / m² / year) |  | - | 33.6 | 27.1 | 17.3 | 6.4
Remarks:
*) and **) - Qnd values are not used in the Irish Pilot Action and so are not included in the Irish EPI tables. Qnd values are the net space heat demand values and hot water requirement vlaues stated in the Irish EPC methodology. These values are not included in the Irish national EPC dataset.
**) e.g. auxiliary electric energy for control, pumps, fans of heat supply and ventilation systems is included
Values related to the reference area
Powers of ten used in the table above
| Area | 6 | 1000000 | m²
| Energy | 6 | 1000000 | kWh/yr

## Summary Indicators
Summary Indicators
Year |  |  | 2009 basic case | 2015 (basic case) | 2020 | 2030 | 2050
Reference area | National reference area | [m²] |  | 11142000 | 11560000 | 12390000 | 14050000
| EPISCOPE reference area | [m²] |  | 11430000 | 11870000 | 12740000 | 14490000
CO2 emissions | <1> Scenario "Trend" | kg/m²yr |  | 33.56 | 30.97 | 26.15 | 18.68
| <2> Scenario "Target-oriented / basic" | kg/m²yr |  |  | 27.09 | 17.31 | 6.41
| EPISCOPE benchmark | kg/m²yr |  |  | 30.7002 | 21.0764 | 6.6182
| National benchmark | kg/m²yr |  |  | 31.18 | 21.82 | 6.41
Total heat demand | <1> Scenario "Trend" | kWh/(m²yr) |  | 127.4 | 120.87 | 107.81 | 86.01
| <2> Scenario "Target-oriented / basic" | kWh/(m²yr) |  |  | 108.6 | 78.56 | 43.3
CO2 emission factor heat supply | <1> Scenario "Trend" | kg/kWh | - | 0.26342 | 0.25623 | 0.24256 | 0.21718
| <2> Scenario "Target-oriented / basic" | kg/kWh | - | - | 0.24945 | 0.22034 | 0.14804
Values related to EPISCOPE Reference Area

## Basic Case Details
Basic Case Details - Scenario and Energy Balance Indicators by Building Type
TABULA Average Buildings | [29 empty] | EPISCOPE Monitoring Indicators
|  |  |  | Building Stock |  |  |  | IE | Local |  |  | Housing Stock on Northside of Dublin City, Ireland | [15 empty] | Year | 2015
|  |  |  | Details |  |  |  | Energy Action model | Housing Stock on Northside of Dublin City, Ireland | Housing Stock on Northside of Dublin City, Ireland | Housing Stock on Northside of Dublin City, Ireland | Housing Stock on Northside of Dublin City, Ireland | Housing Stock on Northside of Dublin City, Ireland | Housing Stock on Northside of Dublin City, Ireland | Housing Stock on Northside of Dublin City, Ireland | Housing Stock on Northside of Dublin City, Ireland | Housing Stock on Northside of Dublin City, Ireland | Housing Stock on Northside of Dublin City, Ireland | Housing Stock on Northside of Dublin City, Ireland | Housing Stock on Northside of Dublin City, Ireland | Housing Stock on Northside of Dublin City, Ireland | Housing Stock on Northside of Dublin City, Ireland | Housing Stock on Northside of Dublin City, Ireland | Housing Stock on Northside of Dublin City, Ireland | Housing Stock on Northside of Dublin City, Ireland | Housing Stock on Northside of Dublin City, Ireland | Housing Stock on Northside of Dublin City, Ireland | Housing Stock on Northside of Dublin City, Ireland | Housing Stock on Northside of Dublin City, Ireland | Housing Stock on Northside of Dublin City, Ireland
Annotations to this sheet
[9 empty] | 1 |  | 2 |  | 3 |  | 4 |  | 5 |  | 6 |  | 7 |  | 8 |  | 9 |  | 10
|  | Building type / label | [6 empty] | House 1700-1977 |  | House 1978-1999 |  | House 2000-2010 |  | Apartment 1700-1977 |  | Apartment 1978-1999 |  | Apartment 2000-2010
Building size category
Construction time band
| General Data | [5 empty] | Total
|  | Number of buildings |  |  |  |  | 134000 | 0 | 66101.1533 | 0 | 23190.496 | 0 | 6891.3508 | 0 | 7128.1266 | 0 | 10608.9141 | 0 | 20079.9593 | 0 | 0 | 0 | 0 | 0 | 0 | 0 | 0 | 0 | 10^0
|  | Number of dwellings |  |  |  |  | 134000 | 0 | 66101 | 0 | 23190 | 0 | 6891 | 0 | 7128 | 0 | 10609 | 0 | 20081 | 0 | 0 | 0 | 0 | 0 | 0 | 0 | 0 | 0 | 10^0
|  | Floor area national | [6 empty] | 6643.1659 | 0 | 2147.4399 | 0 | 769.0747 | 0 | 326.4682 | 0 | 504.9843 | 0 | 1411.6211 | 0 | 0 | 0 | 0 | 0 | 0 | 0 | 0 | 0 | 10^3 m²
|  | Floor area TABULA |  |  |  |  | 11802.7542 | 0 | 6643.1659 | 0 | 2147.4399 | 0 | 769.0747 | 0 | 326.4682 | 0 | 504.9843 | 0 | 1411.6211 | 0 | 0 | 0 | 0 | 0 | 0 | 0 | 0 | 0 | 10^3 m²
Building Insulation
Original state / not refurbished fraction of the envelope area
U-values of the original state
|  |  | Roof | [5 empty] | 1.26 |  | 0.42 |  | 0.42 |  | 1.87 |  | 0.41 |  | 0.41 |  | 0 |  | 0 |  | 0 |  | 0 |  | W/(m²K)
|  |  | Wall | [5 empty] | 1.78 |  | 0.67 |  | 0.42 |  | 1.63 |  | 0.66 |  | 0.51 |  | 0 |  | 0 |  | 0 |  | 0 |  | W/(m²K)
|  |  | Window | [5 empty] | 4.9041 |  | 4.1868 |  | 2.5673 |  | 4.4495 |  | 3.3426 |  | 2.5149 |  | 0 |  | 0 |  | 0 |  | 0 |  | W/(m²K)
|  |  | Floor | [5 empty] | 1.22 |  | 1.02 |  | 0.7 |  | 1.4 |  | 1.06 |  | 5.2 |  | 0 |  | 0 |  | 0 |  | 0 |  | W/(m²K)
Refubishments (averages)
Refurbished fraction of envelope areas
|  |  | Roof | [5 empty] | 47.9% |  | 44.4% |  | 8% |  | 42.4% |  | 27.4% |  | 0.7% |  | 0% |  | 0% |  | 0% |  | 0%
|  |  | Wall | [5 empty] | 25% |  | 43.3% |  | 2.5% |  | 22.3% |  | 16.3% |  | 0.7% |  | 0% |  | 0% |  | 0% |  | 0%
|  |  | Window | [5 empty] | 76.76% |  | 76.83% |  | 15.31% |  | 61.78% |  | 62.96% |  | 5.29% |  | 0% |  | 0% |  | 0% |  | 0%
|  |  | Floor | [5 empty] | 1.5% |  | 0.5% |  | 2.9% |  | 0.6% |  | 3.1% |  | 3.5% |  | 0% |  | 0% |  | 0% |  | 0%
|  |  | Total (indicative) | [5 empty] | 29.45% |  | 35.41% |  | 5.185% |  | 26.26% |  | 21.41% |  | 1.919% |  | 0% |  | 0% |  | 0% |  | 0%
U-values of the refurbished fraction (averages)
|  |  | Roof | [5 empty] | 0.25 |  | 0.14 |  | 0.13 |  | 0.24 |  | 0.14 |  | 0.13 |  | 0 |  | 0 |  | 0 |  | 0 |  | W/(m²K)
|  |  | Wall | [5 empty] | 0.35 |  | 0.33 |  | 0.21 |  | 0.36 |  | 0.34 |  | 0.22 |  | 0 |  | 0 |  | 0 |  | 0 |  | W/(m²K)
|  |  | Window | [5 empty] | 2.8888 |  | 2.7916 |  | 1.6989 |  | 2.8271 |  | 2.7249 |  | 1.6345 |  | 0 |  | 0 |  | 0 |  | 0 |  | W/(m²K)
|  |  | Floor | [5 empty] | 0.36 |  | 0.44 |  | 0.26 |  | 0.38 |  | 0.4 |  | 0.3 |  | 0 |  | 0 |  | 0 |  | 0 |  | W/(m²K)
Main Heat Supply Systems
Ventilation Systems with Heat Recovery
|  |  | Occurances | [5 empty] | 0.09727% | 0% | 0% | 0% | 0% | 0% | 0% | 0% | 0% | 0% | 0% | 0% | 0% | 0% | 0% | 0% | 0% | 0% | 0% | 0%
Heating Systems
Occurances or Fractions of Produced Heat
|  | 1 | Gas |  | B_NC_CT |  |  | C | 85.1% | 0% | 88.9% | 0% | 93.1% | 0% | 55% | 0% | 38% | 0% | 55.7% | 0% |  | 0% |  | 0% |  | 0% |  | 0%
|  | 2 | Oil |  | B_NC_CT |  |  | C | 9.1% | 0% | 5.9% | 0% | 0.8% | 0% | 3.1% | 0% | 0% | 0% | 0% | 0% |  | 0% |  | 0% |  | 0% |  | 0%
|  | 3 | El |  |  |  |  | C | 0% | 0% | 0% | 0% | 2.2% | 0% | 0% | 0% | 0% | 0% | 0.5% | 0% |  | 0% |  | 0% |  | 0% |  | 0%
|  | 4 | Bio |  |  |  |  | C | 0% | 0% | 0% | 0% | 0% | 0% | 0% | 0% | 0% | 0% | 0.2% | 0% |  | 0% |  | 0% |  | 0% |  | 0%
|  | 5 | Coal |  | B_NC_CT |  |  | C | 0.4% | 0% | 0% | 0% | 0% | 0% | 0% | 0% | 0% | 0% | 0% | 0% |  | 0% |  | 0% |  | 0% |  | 0%
|  | 6 | Gas |  |  |  |  | D | 0% | 0% | 0% | 0% | 0% | 0% | 0% | 0% | 0% | 0% | 0% | 0% |  | 0% |  | 0% |  | 0% |  | 0%
|  | 7 | Oil |  |  |  |  | D | 0% | 0% | 0% | 0% | 0% | 0% | 0% | 0% | 0% | 0% | 0% | 0% |  | 0% |  | 0% |  | 0% |  | 0%
|  | 8 | El |  | E_Storage |  |  | D | 3.6% | 0% | 4.8% | 0% | 3.6% | 0% | 41% | 0% | 61.6% | 0% | 43.6% | 0% |  | 0% |  | 0% |  | 0% |  | 0%
|  | 9 | Bio |  |  |  |  | D | 0% | 0% | 0% | 0% | 0% | 0% | 0% | 0% | 0% | 0% | 0% | 0% |  | 0% |  | 0% |  | 0% |  | 0%
|  | 10 | Coal |  | OpenFire |  |  | D | 1.4% | 0% | 0% | 0% | 0% | 0% | 0.7% | 0% | 0% | 0% | 0% | 0% |  | 0% |  | 0% |  | 0% |  | 0%
|  | 11 | [7 empty] | 0% |  | 0% |  | 0% |  | 0% |  | 0% |  | 0% |  | 0% |  | 0% |  | 0% |  | 0%
|  | 12 | [7 empty] | 0% |  | 0% |  | 0% |  | 0% |  | 0% |  | 0% |  | 0% |  | 0% |  | 0% |  | 0%
|  | 13 | [7 empty] | 0% |  | 0% |  | 0% |  | 0% |  | 0% |  | 0% |  | 0% |  | 0% |  | 0% |  | 0%
|  | 14 | [7 empty] | 0% |  | 0% |  | 0% |  | 0% |  | 0% |  | 0% |  | 0% |  | 0% |  | 0% |  | 0%
|  | 15 | [7 empty] | 0% |  | 0% |  | 0% |  | 0% |  | 0% |  | 0% |  | 0% |  | 0% |  | 0% |  | 0%
|  | 16 | [7 empty] | 0% |  | 0% |  | 0% |  | 0% |  | 0% |  | 0% |  | 0% |  | 0% |  | 0% |  | 0%
|  | 17 | [7 empty] | 0% |  | 0% |  | 0% |  | 0% |  | 0% |  | 0% |  | 0% |  | 0% |  | 0% |  | 0%
|  | 18 | [7 empty] | 0% |  | 0% |  | 0% |  | 0% |  | 0% |  | 0% |  | 0% |  | 0% |  | 0% |  | 0%
|  | 19 | [7 empty] | 0% |  | 0% |  | 0% |  | 0% |  | 0% |  | 0% |  | 0% |  | 0% |  | 0% |  | 0%
|  | 20 | [7 empty] | 0% |  | 0% |  | 0% |  | 0% |  | 0% |  | 0% |  | 0% |  | 0% |  | 0% |  | 0%
|  |  | Sum | [5 empty] | 99.6% | 0% | 99.6% | 0% | 99.7% | 0% | 99.8% | 0% | 99.6% | 0% | 100% | 0% |  | 0% |  | 0% |  | 0% |  | 0%
|  |  |  | thereof |  | central |  |  | 94.6% | 0% | 94.8% | 0% | 96.1% | 0% | 58.1% | 0% | 38% | 0% | 56.4% | 0% | 0% | 0% | 0% | 0% | 0% | 0% | 0% | 0%
[6 empty] | decentral |  |  | 5% | 0% | 4.8% | 0% | 3.6% | 0% | 41.7% | 0% | 61.6% | 0% | 43.6% | 0% | 0% | 0% | 0% | 0% | 0% | 0% | 0% | 0%
|  |  | Other Systems | [5 empty] | 0.4% | 0% | 0.4% | 0% | 0.3% | 0% | 0.2% | 0% | 0.4% | 0% | 0% | 0% |  | 0% |  | 0% |  | 0% |  | 0%
DHW Systems
Occurances or Fractions of Produced Heat
|  | 1 | Gas |  | B_NC_CT |  |  | C | 85.1% | 0% | 88.8% | 0% | 93.4% | 0% | 55.2% | 0% | 37.8% | 0% | 55.7% | 0% |  | 0% |  | 0% |  | 0% |  | 0%
|  | 2 | Oil |  | B_NC_CT |  |  | C | 9.1% | 0% | 5.9% | 0% | 0.8% | 0% | 3.1% | 0% | 0% | 0% | 0% | 0% |  | 0% |  | 0% |  | 0% |  | 0%
|  | 3 | El |  |  |  |  | C | 0% | 0% | 0% | 0% | 2.2% | 0% | 0% | 0% | 0% | 0% | 0.5% | 0% |  | 0% |  | 0% |  | 0% |  | 0%
|  | 4 | Bio |  |  |  |  | C | 0% | 0% | 0% | 0% | 0% | 0% | 0% | 0% | 0% | 0% | 0.2% | 0% |  | 0% |  | 0% |  | 0% |  | 0%
|  | 5 | Coal |  | B_NC_CT |  |  | C | 0.5% | 0% | 0% | 0% | 0% | 0% | 0% | 0% | 0% | 0% | 0% | 0% |  | 0% |  | 0% |  | 0% |  | 0%
|  | 6 | Gas |  |  |  |  | D | 0% | 0% | 0% | 0% | 0% | 0% | 0% | 0% | 0% | 0% | 0% | 0% |  | 0% |  | 0% |  | 0% |  | 0%
|  | 7 | Oil |  |  |  |  | D | 0% | 0% | 0% | 0% | 0% | 0% | 0% | 0% | 0% | 0% | 0% | 0% |  | 0% |  | 0% |  | 0% |  | 0%
|  | 8 | El |  | E_Immersion |  |  | D | 4.6% | 0% | 4.8% | 0% | 3.5% | 0% | 40.9% | 0% | 61.7% | 0% | 43.6% | 0% |  | 0% |  | 0% |  | 0% |  | 0%
|  | 9 | Bio |  |  |  |  | D | 0% | 0% | 0% | 0% | 0% | 0% | 0% | 0% | 0% | 0% | 0% | 0% |  | 0% |  | 0% |  | 0% |  | 0%
|  | 10 | Coal |  | Other |  |  | D | 0.5% | 0% | 0% | 0% | 0% | 0% | 0% | 0% | 0% | 0% | 0% | 0% |  | 0% |  | 0% |  | 0% |  | 0%
|  | 11 | [7 empty] | 0% |  | 0% |  | 0% |  | 0% |  | 0% |  | 0% |  | 0% |  | 0% |  | 0% |  | 0%
|  | 12 | [7 empty] | 0% |  | 0% |  | 0% |  | 0% |  | 0% |  | 0% |  | 0% |  | 0% |  | 0% |  | 0%
|  | 13 | [7 empty] | 0% |  | 0% |  | 0% |  | 0% |  | 0% |  | 0% |  | 0% |  | 0% |  | 0% |  | 0%
|  | 14 | [7 empty] | 0% |  | 0% |  | 0% |  | 0% |  | 0% |  | 0% |  | 0% |  | 0% |  | 0% |  | 0%
|  | 15 | [7 empty] | 0% |  | 0% |  | 0% |  | 0% |  | 0% |  | 0% |  | 0% |  | 0% |  | 0% |  | 0%
|  | 16 | [7 empty] | 0% |  | 0% |  | 0% |  | 0% |  | 0% |  | 0% |  | 0% |  | 0% |  | 0% |  | 0%
|  | 17 | [7 empty] | 0% |  | 0% |  | 0% |  | 0% |  | 0% |  | 0% |  | 0% |  | 0% |  | 0% |  | 0%
|  | 18 | [7 empty] | 0% |  | 0% |  | 0% |  | 0% |  | 0% |  | 0% |  | 0% |  | 0% |  | 0% |  | 0%
|  | 19 | [7 empty] | 0% |  | 0% |  | 0% |  | 0% |  | 0% |  | 0% |  | 0% |  | 0% |  | 0% |  | 0%
|  | 20 | [7 empty] | 0% |  | 0% |  | 0% |  | 0% |  | 0% |  | 0% |  | 0% |  | 0% |  | 0% |  | 0%
|  |  | Sum | [5 empty] | 99.8% | 0% | 99.5% | 0% | 99.9% | 0% | 99.2% | 0% | 99.5% | 0% | 100% | 0% |  | 0% |  | 0% |  | 0% |  | 0%
|  |  |  | thereof |  | central |  |  | 94.7% | 0% | 94.7% | 0% | 96.4% | 0% | 58.3% | 0% | 37.8% | 0% | 56.4% | 0% | 0% | 0% | 0% | 0% | 0% | 0% | 0% | 0%
[6 empty] | decentral |  |  | 5.1% | 0% | 4.8% | 0% | 3.5% | 0% | 40.9% | 0% | 61.7% | 0% | 43.6% | 0% | 0% | 0% | 0% | 0% | 0% | 0% | 0% | 0%
|  |  | Other Systems | [5 empty] | 0.2% | 0% | 0.5% | 0% | 0.1% | 0% | 0.8% | 0% | 0.5% | 0% | 0% | 0% |  | 0% |  | 0% |  | 0% |  | 0%
| Energy Balance | [16 empty] | All energy quantities in | MWh/a |  |  |  | Heating + DHW
[7 empty] | fuels related to |  |  | gross | 0% | calorific value
[27 empty] | Total |  | per m²
|  | Net heat need |  |  |  |  | 587000.119 |  | 181586.582 |  | 58446.402 |  | 45873.48 |  | 46994.92 |  | 111625.255 |  | 0 |  | 0 |  | 0 |  | 0 |  | 1031526.758 |  | 87.3971
|  | Produced heat |  |  |  |  | 660702.5564 |  | 205990.9308 |  | 66191.9105 |  | 51765.2077 |  | 53472.6038 |  | 126640.5398 |  | 0 |  | 0 |  | 0 |  | 0 |  | 1164763.749 |  | 98.6858
|  | Gas |  |  |  | 1 | 657274.7804 |  | 212340.8033 |  | 75279.2433 |  | 38391.1109 |  | 29644.3963 |  | 97479.8021 |  | 0 |  | 0 |  | 0 |  | 0 |  | 1110410.1364 |  | 94.0806
|  | Oil |  |  |  | 1 | 96518.9033 |  | 19214.4503 |  | 828.4386 |  | 2188.0905 |  | 0 |  | 0 |  | 0 |  | 0 |  | 0 |  | 0 |  | 118749.8826 |  | 10.0612
|  | Coal |  |  |  | 1 | 28061.2333 |  | 0 |  | 0 |  | 1176.8226 |  | 0 |  | 0 |  | 0 |  | 0 |  | 0 |  | 0 |  | 29238.0559 |  | 2.4772
|  | Bio |  |  |  | 1 | 0 |  | 0 |  | 0 |  | 0 |  | 0 |  | 352.8747 |  | 0 |  | 0 |  | 0 |  | 0 |  | 352.8747 |  | 0.029898
|  | DH |  |  |  |  | 0 |  | 0 |  | 0 |  | 0 |  | 0 |  | 0 |  | 0 |  | 0 |  | 0 |  | 0 |  | 0 |  | 0
|  | El |  |  |  |  | 43229.398 |  | 16369.746 |  | 3702.944 |  | 18800.013 |  | 31654.329 |  | 47124.804 |  | 0 |  | 0 |  | 0 |  | 0 |  | 160881.234 |  | 13.6308
|  | Other / not specified |  |  |  |  | 0 |  | 0 |  | 0 |  | 0 |  | 0 |  | 0 |  | 0 |  | 0 |  | 0 |  | 0 |  | 0 |  | 0
|  | Sum final energy |  |  |  |  | 825084.315 |  | 247924.9996 |  | 79810.6258 |  | 60556.037 |  | 61298.7253 |  | 144957.4809 |  | 0 |  | 0 |  | 0 |  | 0 |  | 1419632.1836 |  | 120.2797
|  | per m² |  |  |  |  | 124.2005 |  | 115.4514 |  | 103.7749 |  | 185.4883 |  | 121.3874 |  | 102.6887
|  | CHP electr. production |  |  |  |  | 0 |  | 0 |  | 0 |  | 0 |  | 0 |  | 0 |  | 0 |  | 0 |  | 0 |  | 0 |  | 0 |  | 0
Version: |  | 2016-01-21

## SOURCE SR2+3 - Energy Balance
IWU / TL / pasted on 19-01-2016
Source for entries in the sheets "Energy Balance <1>" and "Energy Balance <2>"
Values pasted from SR2/SR3
Please, select your case study values and copy/paste them into the sheet "Energy Balance <1>" and "Energy Balance <2>".
You may then delete this sheet.
|  |  | 2005 | 2015 | 2020 |  |  | 2030 |  |  | 2050 |  |  | 2015
|  |  | Base Year | Trend Scenario | Trend Scenario | Scenario B | Scenario C | Trend Scenario | Scenario B | Scenario C | Trend Scenario | Scenario B | Scenario C | kWh/yr | kWh/m²yr
1 | AT | natural gas |  | 794 | 770 | 780 | 749 | 740 | 671 | 553 |  |  |  | 794000000 | 34.5519
| GWh/yr | liquid gas |  | 1187 | 925 | 1161 | 1182 | 743 | 666 | 686 |  |  |  | 1187000000 | 51.6538
|  | oil |  | 0 | 0 | 0 | 0 | 0 | 0 | 0 |  |  |  | 0 | 0
|  | coal |  | 217 | 206 | 212 | 193 | 200 | 185 | 105 |  |  |  | 217000000 | 9.443
|  | wood / biomass |  | 1020 | 897 | 997 | 1035 | 801 | 710 | 850 |  |  |  | 1020000000 | 44.3866
|  | district heating |  | 399 | 465 | 391 | 397 | 497 | 444 | 494 |  |  |  | 399000000 | 17.363
|  | electric energy (used for heat supply) |  | 330 | 362 | 326 | 297 | 383 | 363 | 255 |  |  |  | 330000000 | 14.3604
|  | Total |  | 3947 | [9 empty] | 3947000000 | 171.7586
2 | BE | natural gas
liquid gas
oil
coal
wood / biomass
district heating
electric energy (used for heat supply)
3 | CY | natural gas | 0 | 0 | 0 | 0 | 0 | 0 | 0 | 0 | 0 | 0 | 0 | 0
| GWh/yr | liquid gas | 1.59 | 1.64 | 1.61 | 1.49 | 1.48 | 1.54 | 1.01 | 1 | 1.39 | 0 | 0 | 1640000 | 6.2672
|  | oil | 0.35 | 0.37 | 0.36 | 0.33 | 0.33 | 0.34 | 0.22 | 0.22 | 0.31 | 0 | 0 | 370000 | 1.4139
|  | coal | 0 | 0 | 0 | 0 | 0 | 0 | 0 | 0 | 0 | 0 | 0 | 0 | 0
|  | wood / biomass | 1.94 | 2.01 | 1.97 | 1.82 | 1.81 | 1.88 | 1.23 | 1.22 | 1.7 | 0 | 0 | 2010000 | 7.6811
|  | district heating | 0 | 0 | 0 | 0 | 0 | 0 | 0 | 0 | 0 | 0 | 0 | 0 | 0
|  | electric energy (used for heat supply) | 3.07 | 3.38 | 3.56 | 3.37 | 3.4 | 3.94 | 3.22 | 3.2 | 5.01 | 3.18 | 2.97 | 3380000 | 12.9165
|  | electric energy from the public grid (used for heat supply) | 3.07 | 3.38 | 3.56 | 3.37 | 3.37 | 3.83 | 3.22 | 2.97 | 4.6 | 3.18 | 2.23 | 3380000 | 12.9165
|  | electric energy produced by pv on site (used for heat supply) | 0 | 0 | 0 | 0 | 0.03 | 0.11 | 0 | 0.23 | 0.41 | 0 | 0.74 | 0 | 0
|  |  |  | 7.4 | [9 empty] | 7400000 | 28.2788
4 | CZ | district heating |  | 65.592 | 62.7129 | 59.6286 | 53.2031 | 55.7103 | 44.6963 | 34.4507 | 51.071 | 36.5158 | 27.1953 | 65592000 | 157.6731
| GWh/yr | electric energy (used for heat supply) |  | 1.747 | 1.7468 | 1.6609 | 1.4819 | 1.7468 | 1.4015 | 1.0802 | 1.747 | 1.2491 | 0.93028 | 1747000 | 4.1995
|  |  |  | 67.339 | [9 empty] | 67339000 | 161.8726
5 | DE | natural gas |  | 304.6282 | 290.036 | 287.4438 | 278.8301 | 256.8988 | 227.5653 | 181.0588 | 199.8409 | 73.5885 | 54.0725 | 304628221882.1658 | 77.1199
| TWh/yr | liquid gas |  | 0 | 0 | 0 | 0 | 0 | 0 | 0 | 0 | 0 | 0 | 0 | 0
|  | oil |  | 181.8166 | 166.3658 | 166.282 | 155.0852 | 134.2036 | 109.6887 | 71.5739 | 79.9466 | 9.7599 | 2.8687 | 181816567238.6761 | 46.0288
|  | coal |  | 1.3583 | 0.14142 | 0.14155 | 0.13113 | 0 | 0 | -7.4237e-18 | 0 | -9.1276e-18 | -8.4409e-18 | 1358347615.8698 | 0.34388
|  | wood / biomass |  | 68.9914 | 75.9021 | 75.522 | 71.6433 | 86.1097 | 77.0131 | 70.9563 | 103.6459 | 56.2092 | 51.9115 | 68991392501.621 | 17.4659
|  | district heating |  | 36.2385 | 37.8206 | 37.6663 | 39.3979 | 39.2849 | 42.2766 | 40.3049 | 40.1177 | 34.6327 | 32.4029 | 36238498668.6255 | 9.1742
|  | electric energy (used for heat supply) |  | 27.6022 | 24.941 | 24.9933 | 28.8039 | 22.7062 | 32.3498 | 48.0824 | 24.7059 | 59.3005 | 59.9535 | 27602201514.5926 | 6.9878
|  |  |  | 620.6352 | [9 empty] | 620635229421.5509 | 157.1205
6 | DK | natural gas
liquid gas
oil
coal
wood / biomass
district heating
electric energy (used for heat supply)
7 | ES | natural gas |  | 590.085 | 590.085 | 578.283 | 531.076 | [6 empty] | 590085000 | 9.1062
| GWh/yr | liquid gas |  | 648.663 | 648.663 | 635.69 | 583.797 | [6 empty] | 648663000 | 10.0102
|  | oil |  | 45.21 | 45.21 | 44.305 | 40.689 | [6 empty] | 45210000 | 0.69769
|  | coal |  | - | - | - | - | [6 empty] | #VALUE! | #VALUE!
|  | wood / biomass |  | - | - | - | - | [6 empty] | #VALUE! | #VALUE!
|  | district heating |  | - | - | - | - | [6 empty] | #VALUE! | #VALUE!
|  | electric energy (used for heat supply) |  | 1355.984 | 1355.984 | 1328.864 | 1220.386 | [6 empty] | 1355984000 | 20.9257
|  |  |  | 2639.942 | [9 empty] | 2639942000 | 40.7398
8 | FR | natural gas |  | 79.1288 | 69.25 | 68.68 | 64.65 | 56.76 | 53.25 | 43.82 | 61.21 | 58.59 | 44.97 | 79128794.37 | 109.1104
| GWh/yr | liquid gas | [11 empty] | 0 | 0
|  | oil | [11 empty] | 0 | 0
|  | coal | [11 empty] | 0 | 0
|  | wood / biomass | [11 empty] | 0 | 0
|  | district heating |  | 11.4205 | 15.07 | 14.84 | 13.39 | 16.74 | 15.82 | 11.68 | 27.09 | 25.79 | 18.17 | 11420523.14 | 15.7477
|  | electric energy (used for heat supply) |  | 25.2259 | 20,5 | 19.73 | 18.72 | 14.28 | 13.99 | 13.39 | 17.95 | 17.49 | 16.16 | 25225913.61 | 34.7839
|  |  |  | 115.7752 | [9 empty] | 115775231.12 | 159.642
9 | GB | natural gas
liquid gas
oil
coal
wood / biomass
district heating
electric energy (used for heat supply)
10 | GR | natural gas |  | 1592 | 2021 | 1724 | 1994 | 2777 | 21371703 | 1638 |  |  |  | 1592000000 | 6.2188
| GWh/yr | liquid gas |  | 0 | 0 | 0 | 0 | 0 | 0 | 0 |  |  |  | 0 | 0
|  | oil |  | 20487 | 19218 | 15326 | 14360 | 16574 | 9992 | 7040 |  |  |  | 20487000000 | 80.0273
|  | coal |  | 0 | 0 | 0 | 0 | 0 | 0 | 0 |  |  |  | 0 | 0
|  | wood / biomass |  | 13664 | 13275 | 11543 | 10836 | 12505 | 8044 | 6407 |  |  |  | 13664000000 | 53.375
|  | district heating |  | 222 | 226 | 197 | 327 | 234 | 149 | 317 |  |  |  | 222000000 | 0.86719
|  | electric energy (used for heat supply) |  | 3612 | 3574 | 2161 | 2179 | 3526 | 1272 | 1193 |  |  |  | 3612000000 | 14.1094
|  |  |  | 39577 | [9 empty] | 39577000000 | 154.5977
11 | HU | natural gas |  | 214 | 217.8 | 202.3 | 190.3 | 217.4 | 177.2 | 141.5 | 198 | 118.8 | 54.8 | 214000000 | 163.2342
| GWh/yr | liquid gas |  | 0 | 0 | 0 | 0 | 0 | 0 | 0 | 0 | 0 | 0 | 0 | 0
Angaben hier aus Bericht, sind anders als im Excel file |  | oil |  | 0 | 0 | 0 | 0 | 0 | 0 | 0 | 0 | 0 | 0 | 0 | 0
|  | coal |  | 0 | 0 | 0 | 0 | 0 | 0 | 0 | 0 | 0 | 0 | 0 | 0
|  | wood / biomass |  | 55.9 | 56.9 | 59.6 | 60.7 | 56.7 | 63.5 | 66.6 | 51.6 | 63.1 | 61.1 | 55900000 | 42.6392
|  | district heating |  | 13 | 12.9 | 12.8 | 12.6 | 12.8 | 12.6 | 12 | 11.4 | 10.9 | 9.2 | 13000000 | 9.9161
|  | electric energy (used for heat supply) |  | 9.8 | 10 | 9.8 | 9.5 | 10 | 9.4 | 8.7 | 9.1 | 7.8 | 5.9 | 9800000 | 7.4752
|  |  |  | 292.7 | [9 empty] | 292700000 | 223.2647
12 | IE | natural gas & LPG |  | 1110.4 | 1053.5 | 1008.3 | 940.6 | 939.7 | 818.9 | 637.6 | 749.6 | 524.8 | 187.4 | 1110400000 | 99.6589
| GWh/yr | oil |  | 118.7 | 112.7 | 107.8 | 100.6 | 100.5 | 87.6 | 68.7 | 80.2 | 56.1 | 20 | 118700000 | 10.6534
|  | coal |  | 29.2 | 27.7 | 26.6 | 24.8 | 24.7 | 21.6 | 16.8 | 19.7 | 13.8 | 4.9 | 29200000 | 2.6207
|  | wood / biomass |  | 0.4 | 0.3 | 0.3 | 0.3 | 0.3 | 0.3 | 0.2 | 0.2 | 0.2 | 0.1 | 400000 | 0.0359
|  | district heating | [11 empty] | 0 | 0
|  | electric energy (used for heat supply) |  | 160.9 | 152.6 | 154.8 | 158 | 136.1 | 144.7 | 157.5 | 108.6 | 136.8 | 179.2 | 160900000 | 14.4409
|  |  |  | 1419.6 | [9 empty] | 1419600000 | 127.4098
13 | IT | natural gas |  | 63990.39 | 62989.17 | 62809.35 | 59727.99 | 61003.38 | 60463.92 | 43058.01 | 57463.59 | 56502.33 | 16983 | 63990390000 | 298.5601
| GWh/yr | liquid gas |  | 0 | 0 | 0 | 0 | 0 | 0 | 0 | 0 | 0 | 0 | 0 | 0
|  | oil |  | 0 | 0 | 0 | 0 | 0 | 0 | 0 | 0 | 0 | 0 | 0 | 0
|  | coal |  | 0 | 0 | 0 | 0 | 0 | 0 | 0 | 0 | 0 | 0 | 0 | 0
|  | wood / biomass |  | 0 | 0 | 0 | 0 | 0 | 0 | 0 | 0 | 0 | 0 | 0 | 0
|  | district heating |  | 1125 | 1123 | 1123 | 1123 | 1121 | 1121 | 1121 | 1078 | 810 | 234 | 1125000000 | 5.2489
|  | electric energy (used for heat supply) |  | 915 | 992 | 1037 | 992 | 1146 | 1281 | 1146 | 1453 | 1766 | 1453 | 915000000 | 4.2691
|  |  |  | 66030.39 | [9 empty] | 66030390000 | 308.0782
14 | NL | natural gas |  | 47095 | 41964 | 44304 | 43496 | 33553 | 37211 | 34563 | 21973 | 24236 | 17453 | 47095000000 | 223.6708
| GWh/yr | liquid gas | [11 empty] | 0 | 0
|  | oil | [11 empty] | 0 | 0
|  | coal | [11 empty] | 0 | 0
|  | wood / biomass | [11 empty] | 0 | 0
|  | district heating | [11 empty] | 0 | 0
|  | electric energy (used for heat supply) |  | 843 | n.a. | 870 | 961 | n.a. | 1089 | 1384 | n.a. | 1549 | 2292 | 843000000 | 4.0037
|  |  |  | 47938 | [9 empty] | 47938000000 | 227.6745
15 | NO | natural gas |  | 40.7219 | 40.5357 | 41.5255 | 41.28 | 39.1159 | 37.8859 | 35.8037 | 33.3623 | 32.0683 | 27.6102 | 40721871.0924 | 0.16159
| GWh/yr | liquid gas |  | 104.8588 | 104.3795 | 106.9282 | 106.296 | 100.7235 | 97.5562 | 92.1946 | 85.9079 | 82.576 | 71.0962 | 104858818.063 | 0.41611
|  | oil |  | 1228.7825 | 0 | 0 | 0 | 0 | 0 | 0 | 0 | 0 | 0 | 1228782460.2137 | 4.8761
|  | coal |  | 5.0902 | 0 | 0 | 0 | 0 | 0 | 0 | 0 | 0 | 0 | 5090233.8866 | 0.020199
|  | wood / biomass |  | 6222.3019 | 5972.6517 | 6118.4888 | 6082.3105 | 5336.5307 | 5168.7191 | 4884.6535 | 3823.3176 | 3675.0316 | 3164.1243 | 6222301902.9215 | 24.6917
|  | district heating |  | 1102.5447 | 1332.6848 | 1365.2256 | 1357.1531 | 1739.8906 | 1685.1783 | 1592.5633 | 2258.2095 | 2170.6256 | 1868.8627 | 1102544659.8272 | 4.3752
|  | electric energy (used for heat supply) |  | 27118.7301 | 28209.0382 | 28897.8319 | 28726.9605 | 27194.0243 | 26338.8858 | 24891.3373 | 23148.0028 | 22250.2156 | 19156.9642 | 27118730053.9957 | 107.614
|  |  |  | 35823.03 | [9 empty] | 35823030000 | 142.1549
16 | RS | natural gas |  | 242 | 206 | 203 | 199 | 199 | 190 | 180 | 184 | 163 | 139 | 242000000 | 147.651
| GWh/yr | liquid gas |  | 0 | 0 | 0 | 0 | 0 | 0 | 0 | 0 | 0 | 0 | 0 | 0
|  | oil |  | 0 | 0 | 0 | 0 | 0 | 0 | 0 | 0 | 0 | 0 | 0 | 0
|  | coal |  | 5 | 6 | 6 | 6 | 6 | 5 | 5 | 5 | 5 | 4 | 5000000 | 3.0506
|  | wood / biomass |  | 320 | 374 | 368 | 361 | 362 | 344 | 323 | 326 | 284 | 237 | 320000000 | 195.241
|  | district heating |  | 0 | 0 | 0 | 0 | 0 | 0 | 0 | 0 | 0 | 0 | 0 | 0
|  | electric energy (used for heat supply) |  | 10 | 8 | 8 | 8 | 8 | 7 | 7 | 7 | 6 | 5 | 10000000 | 6.1013
|  |  |  | 577 | [9 empty] | 577000000 | 352.0439
17 | SI national | Natural Gas |  | 1305 | 1313 | 1138.8889 | 1152.7778 | 1141 | 1055.5556 | 1000 |  |  |  | 1305000000 | 18.2799
| GWh/yr | Liquid Gas |  | 180 | 146 | 138.8889 | 127.7778 | 127 | 111.1111 | 97.2222 |  |  |  | 180000000 | 2.5214
|  | Oil |  | 1570 | 1087 | 1055.5556 | 611.1111 | 446 | 403 | 333.3333 |  |  |  | 1570000000 | 21.9919
|  | Coal |  | 2 | 1 | 0.306 | 0.319 | 1 | 0.278 | 0.278 |  |  |  | 2000000 | 0.028015
|  | Bio |  | 5385 | 4560 | 3555.5556 | 3541.6667 | 3266 | 2750 | 2527.7778 |  |  |  | 5385000000 | 75.4307
|  | District heating |  | 886 | 799 | 583.3333 | 611.1111 | 528 | 555.5556 | 513.8889 |  |  |  | 886000000 | 12.4107
|  | Electric energy |  | 1036 | 1027 | 527.7778 | 527.7778 | 967 | 550 | 527.7778 |  |  |  | 1036000000 | 14.5118
|  | Solar energy |  | 124 | 160 | 33.3333 | 44.4444 | 220 | 50 | 55.5556 |  |  |  | 124000000 | 1.7369
|  | Geothermal energy |  | 301 | 315 | 333.3333 | 388.8889 | 741 | 500 | 513.8889 |  |  |  | 301000000 | 4.2163
|  |  |  | 10364 | [9 empty] | 10364000000 | 145.1744
18 | SI local | Natural Gas |  | 1741.5293 | 1722.8672 | 1741.5293 | 2008.5699 | 908.5857 | 952.5241 | 1784.6949 |  |  |  | 1741529.309 | 3.8596
| MWh/yr | Liquid Gas |  | 2819.4974 | 2791.3022 | 2819.4974 | 1638.6861 | 934.7218 | 914.4957 | 1440.6009 |  |  |  | 2819497.4161 | 6.2486
| einzige im SR2 mit MWh | Oil |  | 17406.503 | 16084.5105 | 15301.7608 | 6290.5417 | 11820.4159 | 10958.3031 | 3405.6925 |  |  |  | 17406503.0032 | 38.5765
|  | Coal |  | 760.4345 | 220.3 | 220.3 | 220.3 | 220.3 | 220.3 | 220.3 |  |  |  | 760434.5082 | 1.6853
|  | Bio |  | 48135 | 44131.4333 | 43955.2258 | 45881.889 | 29021.3067 | 27491.7546 | 28926.3072 |  |  |  | 48135000 | 106.6775
|  | District heating |  | 19852 | 14382.6716 | 15768.0395 | 16534.195 | 9835.5499 | 11034.4149 | 11700.4297 |  |  |  | 19852000 | 43.9963
|  | Electric energy |  | 6809.3473 | 6523.3964 | 6553.0755 | 10034.6339 | 5527.4629 | 5573.1211 | 6666.5643 |  |  |  | 6809347.3468 | 15.091
|  | Solar energy |  | 328.0933 | 250.6641 | 221.6811 | 579.9724 | 250.6641 | 221.6811 | 506.7779 |  |  |  | 328093.2583 | 0.72712
|  | Geothermal energy |  | 2802.8028 | 1960.0489 | 1878.8361 | 3832.1891 | 1714.115 | 1566.3825 | 2947.7223 |  |  |  | 2802802.8228 | 6.2116
|  |  |  | 97524.3116 | [9 empty] | 97524311.5834 | 216.1347
100655.2077

## SOURCE SR2+3 - Summary Ind
IWU / TL / pasted on 19-01-2016
Source for entries in sheet "Summary Indicators"
Values pasted from SR2/SR3
Please, select your case study values and copy/paste them into the sheet "Summary Indicators".
You may then delete this sheet.
[8 empty] | space heating only (without DHW) | [21 empty] | not available
|  |  |  | 1 |  |  |  | 2 |  |  |  | 3 | [9 empty] | 4 |  |  |  | 5 |  |  |  | 6 |  |  |  |  | 7 |  |  |  | 8 |  |  |  | 9 |  |  |  | 10 |  |  |  | 11 |  |  |  | 12 |  |  |  | 13 |  |  |  | 14 |  |  |  | 15 |  |  |  | 16 |  |  |  | 17 |  |  |  | 18
|  |  |  | AT |  |  |  | BE |  |  |  | CY | [9 empty] | CZ |  |  |  | DE |  |  |  | DK |  |  |  |  | ES |  |  |  | FR |  |  |  | GB |  |  |  | GR |  |  |  | HU |  |  |  | IE |  |  |  | IT |  |  |  | NL |  |  |  | NO |  |  |  | RS |  |  |  | SI national |  |  |  | SI local
| Year |  |  | 2015 | 2020 | 2030 | 2050 | 2015 | 2020 | 2030 | 2050 | 2005 |  | 2015 |  | 2020 |  | 2030 |  | 2050 |  | 2015 | 2020 | 2030 | 2050 | 2015 | 2020 | 2030 | 2050 | 2012 | 2015 | 2020 | 2030 | 2050 | 2015 | 2020 | 2030 | 2050 | 2015 | 2020 | 2030 | 2050 | 2012 | 2020 | 2030 | 2050 | 2015 | 2020 | 2030 | 2050 | 2015 | 2020 | 2030 | 2050 | 2015 | 2020 | 2030 | 2050 | 2015 | 2020 | 2030 | 2050 | 2015 | 2020 | 2030 | 2050 | 2015 | 2020 | 2030 | 2050 | 2015 | 2020 | 2030 | 2050 | 2015 | 2020 | 2030 | 2050 | 2015 | 2020 | 2030 | 2050
[12 empty] | heating | cooling | heating | cooling | heating | cooling | heating | cooling | heating | cooling
| Reference Area | national reference area | [m²] | 20890848 | 21517573.44 | 22163100.6432 | 23271255.6754 | 38400 | 39936 | 40175.616 | 40659.1697 | 214668.7431 |  | 261680 |  | 288915.8646 |  | 352186.8268 |  | 523331.0981 |  | 378000 | 378000 | 378000 | 378000 | 3590962028.2257 | 3664245271.1507 | 3723311757.0007 | 3841444728.7007 | [5 empty] | 58900000 | 58900000 |  |  | 659289.0909 | 708736.3636 | 807629.0909 | 955969.0909 | 2100000000 |  |  | 2940000000 | 407000000 | 419000000 | 445000000 |  | 1311000 | 1432000 | 1550000 | 1756000 | 11142000 | 11560000 | 12390000 | 14050000 | 214330000 | 218670000 | 227340000 | 244680000 | 191413636.3636 | 191588443.3375 | 193336513.076 | 201639844.3337 | 296000000 | 309000000 | 335000000 | 381000000 | 1490000 | 1560000 | 1690000 | 2160000 | 64900000 | 67700000 | 72200000 |  | 410200 | 433800 | 482100
|  | EPISCOPE reference area | [m²] | 22979932.8 | 23669330.784 | 24379410.7075 | 25598381.2429 | 32640 | 33945.6 | 34149.2736 | 34560.2943 | 214668.7431 |  | 261680 |  | 288915.8646 |  | 352186.8268 |  | 523331.0981 |  | 416000 | 416000 | 416000 | 416000 | 3950058231.0483 | 4030669798.2658 | 4095642932.7008 | 4225589201.5708 | [5 empty] | 64800000 | 64800000 |  |  | 725218 | 779610 | 888392 | 1051566 | 2100000000 |  |  | 2940000000 | 256000000 | 264000000 | 280000000 |  | 1311000 | 1432000 | 1550000 | 1756000 | 11430000 | 11870000 | 12740000 | 14490000 | 214330000 | 218670000 | 227340000 | 244680000 | 210555000 | 210747287.6712 | 212670164.3836 | 221803828.7671 | 252000000 | 263000000 | 285000000 | 324000000 | 1639000 | 1716000 | 1859000 | 2376000 | 71390000 | 74470000 | 79420000 |  | 451220 | 477180 | 530310
| CO2 emissions | Trend | kg/m²yr | 27.1298 | 23.2636 | 18.6495 |  | 47.8145 | 46.2418 | 44.8788 | 42.2255 | 13.1 | 11.9 | 10.4 | 10.7 | 9.6 | 9.6 | 7.3 | 7.2 | 4 | 5 | 42.1 | 40 | 35.5 | 31.3 | 31.6825 | 29.1693 | 24.945 | 18.4408 | [5 empty] | 10.01 | 10.01 |  |  | 32.83 | 24.4099 | 13.3535 | 8.3277 | 42.1413 |  |  | 25.1 | 33.9 | 31.9 | 28 |  | 73.5224 | 68.3154 | 62.84 | 50.2672 | 33.56 | 30.97 | 26.15 | 18.68 | 57.9 | 56.05 | 52.63 | 46.8 | 42.83 | 38.1259 | 30.2111 | 18.9696 | 14.6 | 12.6 | 11.3 | 8.4 | 59 | 55 | 48 | 34 | 22.15 | 19.7 | 14.95 |  | 37.41 | 26.8 | 17.5
|  | Scenario B | kg/m²yr |  | 21.785 | 16.6194 |  |  | 43.6325 | 37.1366 | 29.8551 |  |  |  |  | 9 | 9.2 | 5.8 | 5.9 | 2 | 2.7 |  | 39.1 | 29 | 22.7 |  | 29.044 | 22.111 | 7.0207 | [6 empty] | 9.8 |  |  |  | 23.01 | 10.5314 | 4.3605 |  |  |  | 21.506 |  | 23.1 | 14.1 |  |  | 66.838 | 59.1521 | 43.058 |  | 28.95 | 21.6 | 12.84 |  | 55.99 | 52.47 | 46.42 |  | 40.22 | 34.0887 | 22.6685 |  | 13 | 10.9 | 8.1 |  | 54 | 46 | 30 |  | 13.76 | 11.04 |  |  | 26.3 | 17.25
|  | Scenario C | kg/m²yr |  | 20.6512 | 15.685 |  |  | 43.3369 | 36.2596 | 22.5533 |  |  |  |  | 8.6 | 8.4 | 4.7 | 4.1 | 0.8 | 0.4 |  | 34.9 | 22.6 | 17.2 |  | 28.5626 | 19.1679 | 5.7539 | [6 empty] | 9 |  |  |  | 21.8478 | 8.9631 | 3.3518 |  |  |  | 5.2304 |  | 22.5 | 11.2 |  |  | 65.1629 | 54.5483 | 32.9914 |  | 27.09 | 17.31 | 6.41 |  | 53.32 | 38.19 | 15.71 |  | 39.5672 | 31.9708 | 17.6074 |  | 12.9 | 10.3 | 7 |  | 53 | 43 | 25 |  | 11.46 | 8.5 |  |  | 26.62 | 15.77
|  | EPISCOPE benchmark | kg/m²yr |  | 25.0226 | 17.9007 |  |  | 43.6767 | 31.9909 | 11.2894 |  |  |  |  | 18.1554 |  | 10.9743 |  | 2.6376 |  |  | 40 | 29.5 | 10.5 |  | 29.48 | 21.3775 | 7.4 | [6 empty] | 3 |  |  |  | 29.0125 | 18.76 | 5.6603 |  |  |  | 7.5252 |  | 31.2291 | 21.696 |  |  | 63.9326 | 43.5185 | 13.7182 |  | 30.7002 | 21.0764 | 6.6182 |  | 53.9133 | 38.2106 | 12.6795 |  | 40.6513 | 29.6828 | 10.1645 |  | 13.31 | 9.05 | 2.84 |  | 53.5349 | 36.4124 | 10.1748 |  | 21 | 15.5 |  |  | 35.5395 | 26.187
|  | national benchmark | kg/m²yr |  | 15.276 | 7.638 | [9 empty] | 17.6466 |  | 10.6668 |  | 3.0765 |  |  | 50 | 38 |  |  | 25.306 | 18.6784 | 5.0289 | [6 empty] | 9.8 |  |  |  | 27.4856 | 18.3133 | 5.6603 |  |  |  | 8.8769 |  | 15.9 | 11.3 |  |  | 75.8741 | 62.1692 | 15.4664 |  | 31.18 | 21.82 | 6.41 |  | 53.32 | 38.19 | 15.71 |  | 32.4469 | 18.622 | 6.1338 |  | 10.2 | 8.1 | 4.7 |  | 54.4929 | 46.92 | 30.5243 |  | 20 | 15 |  |  | 33.669 | 26.187
| Total heat demand | Trend | kWh/(m²yr) | 179.0884 | 172.2906 | 166.3792 |  | 208.5563 | 200.2215 | 194.4431 | 183.1615 | 53 |  | 48.28 |  | 46 |  | 42 |  | 33 |  | 134 | 127 | 113 | 99 | 138.9039 | 132.358 | 121.043 | 102.2709 | [5 empty] | 49.71 | 49.71 |  |  | 98.65 | 85.48 | 74.17 | 67.08 | 171.4766 |  |  | 111.5988 | 215 | 206 | 189 |  | 239.628 | 222.4187 | 204.2486 | 166.3241 | 127.4 | 120.87 | 107.81 | 86.01 | 240 | 233 | 221 | 199 | 201 | 178.9241 | 141.7799 | 89.0237 | 154.3802 | 147.2471 | 131.1213 | 98.3728 | 227 | 216 | 194 | 144 | 122.81 | 117.7 | 110.4 |  | 194.8 | 135.9 | 81.1
|  | Scenario B | kWh/(m²yr) |  | 163.1378 | 153.8858 |  |  | 188.5531 | 159.8211 | 126.8853 |  |  |  |  | 45 |  | 37 |  | 28 |  |  | 124 | 102 | 85 |  | 131.8196 | 117.8491 | 85.8602 | [6 empty] | 48.72 |  |  |  | 84.35 | 70.28 | 64.53 |  |  |  | 101.5625 |  | 181.7 | 131.3 |  |  | 217.153 | 191.3532 | 141.396 |  | 114.68 | 93.3 | 65.86 |  | 233 | 221 | 200 |  | 189 | 164 | 116 |  | 150.8425 | 126.9981 | 94.5575 |  | 213 | 185 | 128 |  | 112.4 | 105.4 |  |  | 132.6 | 78.3
|  | Scenario C | kWh/(m²yr) |  | 141.8002 | 120.7285 |  |  | 181.0899 | 137.6763 | 53.5989 |  |  |  |  | 44 |  | 36 |  | 27 |  |  | 123 | 96 | 78 |  | 131.0247 | 112.6839 | 81.5728 | [6 empty] | 44.74 |  |  |  | 78.64 | 57.88 | 50.16 |  |  |  | 52.2362 |  | 175.6 | 116.9 |  |  | 210.8565 | 174.0695 | 102.3781 |  | 108.6 | 78.56 | 43.3 |  | 221 | 159 | 66 |  | 188 | 161 | 109 |  | 149.9506 | 120.0184 | 81.412 |  | 210 | 175 | 116 |  | 103.1 | 82.3 |  |  | 132.6 | 78.3
| CO2 emission factor heat supply | Trend | kg/kWh | 0.15149 | 0.13503 | 0.11209 |  | 0.22926 | 0.23095 | 0.23081 | 0.23054 | 0.24717 |  | 0.21541 |  | 0.2087 |  | 0.17381 |  | 0.12121 |  | 0.31481 | 0.31484 | 0.31522 | 0.31496 | 0.22809 | 0.22038 | 0.20608 | 0.18031 | [5 empty] | 0.20137 | 0.20137 |  |  | 0.33279 | 0.28556 | 0.18004 | 0.12415 | 0.24576 |  |  | 0.22491 | 0.158 | 0.155 | 0.148 |  | 0.30682 | 0.30715 | 0.30766 | 0.30222 | 0.26342 | 0.25623 | 0.24256 | 0.21718 | 0.241 | 0.24 | 0.239 | 0.235 | 0.21308 | 0.21308 | 0.21308 | 0.21308 | 0.094718 | 0.085859 | 0.085817 | 0.085733 | 0.259 | 0.255 | 0.248 | 0.235 | 0.18036 | 0.16737 | 0.13542 |  | 0.192 | 0.197 | 0.216
|  | Scenario B | kg/kWh |  | 0.13354 | 0.108 |  |  | 0.23141 | 0.23236 | 0.23529 |  |  |  |  | 0.2 |  | 0.15676 |  | 0.071429 |  |  | 0.31479 | 0.28374 | 0.26729 |  | 0.22033 | 0.18762 | 0.081769 | [6 empty] | 0.20115 |  |  |  | 0.27279 | 0.14985 | 0.067573 |  |  |  | 0.21175 |  | 0.127 | 0.108 |  |  | 0.30779 | 0.30912 | 0.30452 |  | 0.25244 | 0.23151 | 0.19496 |  | 0.24 | 0.238 | 0.232 |  | 0.2128 | 0.20786 | 0.19542 |  | 0.085859 | 0.085817 | 0.085733 |  | 0.254 | 0.246 | 0.231 |  | 0.12242 | 0.10474 |  |  | 0.198 | 0.22
|  | Scenario C | kg/kWh |  | 0.14564 | 0.12992 |  |  | 0.23931 | 0.26337 | 0.42078 |  |  |  |  | 0.19545 |  | 0.13056 |  | 0.02963 |  |  | 0.28356 | 0.23596 | 0.21959 |  | 0.21799 | 0.1701 | 0.070537 | [6 empty] | 0.20116 |  |  |  | 0.27782 | 0.15486 | 0.066821 |  |  |  | 0.10013 |  | 0.128 | 0.096 |  |  | 0.30904 | 0.31337 | 0.32225 |  | 0.24945 | 0.22034 | 0.14804 |  | 0.241 | 0.24 | 0.239 |  | 0.21046 | 0.19858 | 0.16154 |  | 0.085859 | 0.085817 | 0.085733 |  | 0.253 | 0.243 | 0.225 |  | 0.11115 | 0.103 |  |  | 0.201 | 0.201

## SOURCE TABULA.xlsm - Basic Case
IWU / TL / pasted on 27-01-2016
Source for entries in sheet "Basic Case Details"
Values pasted from sheet "[TABULA.xlsm]Calc.Demo.AverageBuiSys" (at the bottom)
Please, select your case study rows and copy/paste them into the sheet "Basic Case Details".
You may then delete this sheet.
| TABULA Average Buildings | [29 empty] | EPISCOPE Monitoring Indicators
[5 empty] | Building Stock |  |  |  | AT | Regional |  |  | Regional building stock of the Province of Salzburg (Austria) | [15 empty] | Year | 2013
[5 empty] | Details |  |  |  | AEA model of regional building stock of the Province of Salzburg | Regional building stock of the Province of Salzburg (Austria) | Regional building stock of the Province of Salzburg (Austria) | Regional building stock of the Province of Salzburg (Austria) | Regional building stock of the Province of Salzburg (Austria) | Regional building stock of the Province of Salzburg (Austria) | Regional building stock of the Province of Salzburg (Austria) | Regional building stock of the Province of Salzburg (Austria) | Regional building stock of the Province of Salzburg (Austria) | Regional building stock of the Province of Salzburg (Austria) | Regional building stock of the Province of Salzburg (Austria) | Regional building stock of the Province of Salzburg (Austria) | Regional building stock of the Province of Salzburg (Austria) | Regional building stock of the Province of Salzburg (Austria) | Regional building stock of the Province of Salzburg (Austria) | Regional building stock of the Province of Salzburg (Austria) | Regional building stock of the Province of Salzburg (Austria) | Regional building stock of the Province of Salzburg (Austria) | Regional building stock of the Province of Salzburg (Austria) | Regional building stock of the Province of Salzburg (Austria) | Regional building stock of the Province of Salzburg (Austria) | Regional building stock of the Province of Salzburg (Austria) | Regional building stock of the Province of Salzburg (Austria)
Annotations to this sheet
[10 empty] | 1 |  | 2 |  | 3 |  | 4 |  | 5 |  | 6 |  | 7 |  | 8 |  | 9 |  | 10
|  |  | Building type / label | [6 empty] | SFH I&II |  | SFH III&IV |  | MFH I&II |  | MFH III&IV |  | SFH V&VI&VII&VIII |  | MFH V&VI&VII&VIII
Building size category
Construction time band
|  | General Data | [5 empty] | Total
|  |  | Number of buildings |  |  |  |  | 120665.2976 | 0 | 13777.0698 | 0 | 42648.8191 | 0 | 4559.0181 | 0 | 6876.5231 | 0 | 41197.1433 | 0 | 11606.7242 | 0 | 0 | 0 | 0 | 0 | 0 | 0 | 0 | 0 | 10^0
|  |  | Number of dwellings |  |  |  |  | 282749.2251 | 0 | 21012.6844 | 0 | 45127.9384 | 0 | 59778.5843 | 0 | 70888.7623 | 0 | 37133.7509 | 0 | 48807.5049 | 0 | 0 | 0 | 0 | 0 | 0 | 0 | 0 | 0 | 10^0
|  |  | Floor area national | [6 empty] | 2017.8686 | 0 | 4388.2858 | 0 | 2273.6664 | 0 | 3202.0222 | 0 | 3741.4938 | 0 | 5276.6632 | 0 | 0 | 0 | 0 | 0 | 0 | 0 | 0 | 0 | 10^3 m²
|  |  | Floor area TABULA |  |  |  |  | 22990 | 0 | 2219.6555 | 0 | 4827.1144 | 0 | 2501.033 | 0 | 3522.2245 | 0 | 4115.6431 | 0 | 5804.3296 | 0 | 0 | 0 | 0 | 0 | 0 | 0 | 0 | 0 | 10^3 m²
Building Insulation
Original state / not refurbished fraction of the envelope area
U-values of the original state
|  |  |  | Roof | [5 empty] | 0.96 |  | 0.89 |  | 0.81 |  | 1.26 |  | 0.29 |  | 0.23125 |  | 0 |  | 0 |  | 0 |  | 0 |  | W/(m²K)
|  |  |  | Wall | [5 empty] | 1.47 |  | 1.18 |  | 1.27 |  | 0.94 |  | 0.415 |  | 0.39625 |  | 0 |  | 0 |  | 0 |  | 0 |  | W/(m²K)
|  |  |  | Window | [5 empty] | 2.15 |  | 2.2 |  | 2.12 |  | 1.92 |  | 1.3525 |  | 1.3013 |  | 0 |  | 0 |  | 0 |  | 0 |  | W/(m²K)
|  |  |  | Floor | [5 empty] | 1.01 |  | 1.54 |  | 1.17 |  | 1.19 |  | 0.41625 |  | 0.36125 |  | 0 |  | 0 |  | 0 |  | 0 |  | W/(m²K)
Refubishments (averages)
Refurbished fraction of envelope areas
|  |  |  | Roof | [5 empty] | 7% |  | 7% |  | 7% |  | 7% |  | 0% |  | 0% |  | 0% |  | 0% |  | 0% |  | 0%
|  |  |  | Wall | [5 empty] | 7% |  | 7% |  | 7% |  | 7% |  | 0% |  | 0% |  | 0% |  | 0% |  | 0% |  | 0%
|  |  |  | Window | [5 empty] | 7% |  | 7% |  | 7% |  | 7% |  | 0% |  | 0% |  | 0% |  | 0% |  | 0% |  | 0%
|  |  |  | Floor | [5 empty] | 7% |  | 7% |  | 7% |  | 7% |  | 0% |  | 0% |  | 0% |  | 0% |  | 0% |  | 0%
|  |  |  | Total (indicative) | [5 empty] | 7% |  | 7% |  | 7% |  | 7% |  | 0% |  | 0% |  | 0% |  | 0% |  | 0% |  | 0%
U-values of the refurbished fraction (averages)
|  |  |  | Roof | [5 empty] | 0.48 |  | 0.445 |  | 0.42406 |  | 0.63 |  | 0 |  | 0 |  | 0 |  | 0 |  | 0 |  | 0 |  | W/(m²K)
|  |  |  | Wall | [5 empty] | 0.735 |  | 0.59 |  | 0.635 |  | 0.47 |  | 0 |  | 0 |  | 0 |  | 0 |  | 0 |  | 0 |  | W/(m²K)
|  |  |  | Window | [5 empty] | 2.2 |  | 2.2 |  | 2.2 |  | 1.92 |  | 0 |  | 0 |  | 0 |  | 0 |  | 0 |  | 0 |  | W/(m²K)
|  |  |  | Floor | [5 empty] | 0.505 |  | 0.77 |  | 0.58996 |  | 0.595 |  | 0 |  | 0 |  | 0 |  | 0 |  | 0 |  | 0 |  | W/(m²K)
Main Heat Supply Systems
Ventilation Systems with Heat Recovery
|  |  |  | Occurances | [5 empty] | 0% | 0% | 0% | 0% | 0% | 0% | 0% | 0% | 0% | 0% | 0% | 0% | 0% | 0% | 0% | 0% | 0% | 0% | 0% | 0%
Heating Systems
Occurances or Fractions of Produced Heat
|  |  | 1 | Bio_Wood |  | B_WP |  |  | C | 40% | 0% | 40% | 0% | 15% | 0% | 15% | 0% | 40% | 0% | 15% | 0% |  | 0% |  | 0% |  | 0% |  | 0%
|  |  | 2 | DH |  | TS |  |  | C | 13% | 0% | 13% | 0% | 70% | 0% | 70% | 0% | 13% | 0% | 70% | 0% |  | 0% |  | 0% |  | 0% |  | 0%
|  |  | 3 | El |  | HP_Air |  |  | C | 35% | 0% | 35% | 0% | 0% | 0% | 0% | 0% | 35% | 0% | 0% | 0% |  | 0% |  | 0% |  | 0% |  | 0%
|  |  | 4 | El_Prod_PV |  | HP_Water |  |  | C | 0% | 0% | 0% | 0% | 0% | 0% | 0% | 0% | 0% | 0% | 0% | 0% |  | 0% |  | 0% |  | 0% |  | 0%
|  |  | 5 | Gas |  | B_C |  |  | C | 10% | 0% | 10% | 0% | 10% | 0% | 10% | 0% | 10% | 0% | 10% | 0% |  | 0% |  | 0% |  | 0% |  | 0%
|  |  | 6 | Oil |  | B_C |  |  | C | 2% | 0% | 2% | 0% | 5% | 0% | 5% | 0% | 2% | 0% | 5% | 0% |  | 0% |  | 0% |  | 0% |  | 0%
|  |  | 7 | - |  | Solar |  |  | C | 0% | 0% | 0% | 0% | 0% | 0% | 0% | 0% | 0% | 0% | 0% | 0% |  | 0% |  | 0% |  | 0% |  | 0%
|  |  | 8 | [7 empty] | 0% |  | 0% |  | 0% |  | 0% |  | 0% |  | 0% |  | 0% |  | 0% |  | 0% |  | 0%
|  |  | 9 | [7 empty] | 0% |  | 0% |  | 0% |  | 0% |  | 0% |  | 0% |  | 0% |  | 0% |  | 0% |  | 0%
|  |  | 10 | [7 empty] | 0% |  | 0% |  | 0% |  | 0% |  | 0% |  | 0% |  | 0% |  | 0% |  | 0% |  | 0%
|  |  | 11 | [7 empty] | 0% |  | 0% |  | 0% |  | 0% |  | 0% |  | 0% |  | 0% |  | 0% |  | 0% |  | 0%
|  |  | 12 | [7 empty] | 0% |  | 0% |  | 0% |  | 0% |  | 0% |  | 0% |  | 0% |  | 0% |  | 0% |  | 0%
|  |  | 13 | [7 empty] | 0% |  | 0% |  | 0% |  | 0% |  | 0% |  | 0% |  | 0% |  | 0% |  | 0% |  | 0%
|  |  | 14 | [7 empty] | 0% |  | 0% |  | 0% |  | 0% |  | 0% |  | 0% |  | 0% |  | 0% |  | 0% |  | 0%
|  |  | 15 | [7 empty] | 0% |  | 0% |  | 0% |  | 0% |  | 0% |  | 0% |  | 0% |  | 0% |  | 0% |  | 0%
|  |  | 16 | [7 empty] | 0% |  | 0% |  | 0% |  | 0% |  | 0% |  | 0% |  | 0% |  | 0% |  | 0% |  | 0%
|  |  | 17 | [7 empty] | 0% |  | 0% |  | 0% |  | 0% |  | 0% |  | 0% |  | 0% |  | 0% |  | 0% |  | 0%
|  |  | 18 | [7 empty] | 0% |  | 0% |  | 0% |  | 0% |  | 0% |  | 0% |  | 0% |  | 0% |  | 0% |  | 0%
|  |  | 19 | [7 empty] | 0% |  | 0% |  | 0% |  | 0% |  | 0% |  | 0% |  | 0% |  | 0% |  | 0% |  | 0%
|  |  | 20 | [7 empty] | 0% |  | 0% |  | 0% |  | 0% |  | 0% |  | 0% |  | 0% |  | 0% |  | 0% |  | 0%
|  |  |  | Sum | [5 empty] | 100% | 0% | 100% | 0% | 100% | 0% | 100% | 0% | 100% | 0% | 100% | 0% |  | 0% |  | 0% |  | 0% |  | 0%
[5 empty] | thereof |  | central |  |  | 100% | 0% | 100% | 0% | 100% | 0% | 100% | 0% | 100% | 0% | 100% | 0% | 0% | 0% | 0% | 0% | 0% | 0% | 0% | 0%
[7 empty] | decentral |  |  | 0% | 0% | 0% | 0% | 0% | 0% | 0% | 0% | 0% | 0% | 0% | 0% | 0% | 0% | 0% | 0% | 0% | 0% | 0% | 0%
|  |  |  | Other Systems | [5 empty] | 0% | 0% | 0% | 0% | 0% | 0% | 0% | 0% | 0% | 0% | 0% | 0% |  | 0% |  | 0% |  | 0% |  | 0%
DHW Systems
Occurances or Fractions of Produced Heat
|  |  | 1 | Bio_Wood |  | B_WP |  |  | C | 8.274% | 0% | 11.25% | 0% | 15.85% | 0% | 12.15% | 0% | 12.27% | 0% | 40.21% | 0% |  | 0% |  | 0% |  | 0% |  | 0%
|  |  | 2 | DH |  | TS |  |  | C | 9.888% | 0% | 33.58% | 0% | 5.962% | 0% | 16.65% | 0% | 20.16% | 0% | 13.76% | 0% |  | 0% |  | 0% |  | 0% |  | 0%
|  |  | 3 | El |  | E |  |  | C | 20.66% | 0% | 44.92% | 0% | 2.328% | 0% | 6.556% | 0% | 25.54% | 0% | 0% | 0% |  | 0% |  | 0% |  | 0% |  | 0%
|  |  | 4 | El_Prod_PV |  | E |  |  | D | 15.62% | 0% | 24.74% | 0% | 10.81% | 0% | 9.027% | 0% | 22.89% | 0% | 16.92% | 0% |  | 0% |  | 0% |  | 0% |  | 0%
|  |  | 5 | Gas |  | B_C |  |  | C | 4.566% | 0% | 7.447% | 0% | 12% | 0% | 32% | 0% | 10.82% | 0% | 33.17% | 0% |  | 0% |  | 0% |  | 0% |  | 0%
|  |  | 6 | Oil |  | B_C |  |  | C | 7.874% | 0% | 21.4% | 0% | 7.763% | 0% | 7.028% | 0% | 26.76% | 0% | 29.17% | 0% |  | 0% |  | 0% |  | 0% |  | 0%
|  |  | 7 | Other |  |  |  |  | C | 0% | 0% | 0% | 0% | 0% | 0% | 0% | 0% | 0% | 0% | 0% | 0% |  | 0% |  | 0% |  | 0% |  | 0%
|  |  | 8 | [7 empty] | 0% |  | 0% |  | 0% |  | 0% |  | 0% |  | 0% |  | 0% |  | 0% |  | 0% |  | 0%
|  |  | 9 | [7 empty] | 0% |  | 0% |  | 0% |  | 0% |  | 0% |  | 0% |  | 0% |  | 0% |  | 0% |  | 0%
|  |  | 10 | [7 empty] | 0% |  | 0% |  | 0% |  | 0% |  | 0% |  | 0% |  | 0% |  | 0% |  | 0% |  | 0%
|  |  | 11 | [7 empty] | 0% |  | 0% |  | 0% |  | 0% |  | 0% |  | 0% |  | 0% |  | 0% |  | 0% |  | 0%
|  |  | 12 | [7 empty] | 0% |  | 0% |  | 0% |  | 0% |  | 0% |  | 0% |  | 0% |  | 0% |  | 0% |  | 0%
|  |  | 13 | [7 empty] | 0% |  | 0% |  | 0% |  | 0% |  | 0% |  | 0% |  | 0% |  | 0% |  | 0% |  | 0%
|  |  | 14 | [7 empty] | 0% |  | 0% |  | 0% |  | 0% |  | 0% |  | 0% |  | 0% |  | 0% |  | 0% |  | 0%
|  |  | 15 | [7 empty] | 0% |  | 0% |  | 0% |  | 0% |  | 0% |  | 0% |  | 0% |  | 0% |  | 0% |  | 0%
|  |  | 16 | [7 empty] | 0% |  | 0% |  | 0% |  | 0% |  | 0% |  | 0% |  | 0% |  | 0% |  | 0% |  | 0%
|  |  | 17 | [7 empty] | 0% |  | 0% |  | 0% |  | 0% |  | 0% |  | 0% |  | 0% |  | 0% |  | 0% |  | 0%
|  |  | 18 | [7 empty] | 0% |  | 0% |  | 0% |  | 0% |  | 0% |  | 0% |  | 0% |  | 0% |  | 0% |  | 0%
|  |  | 19 | [7 empty] | 0% |  | 0% |  | 0% |  | 0% |  | 0% |  | 0% |  | 0% |  | 0% |  | 0% |  | 0%
|  |  | 20 | [7 empty] | 0% |  | 0% |  | 0% |  | 0% |  | 0% |  | 0% |  | 0% |  | 0% |  | 0% |  | 0%
|  |  |  | Sum | [5 empty] | 66.88% | 0% | 143.3% | 0% | 54.71% | 0% | 83.41% | 0% | 118.4% | 0% | 133.2% | 0% |  | 0% |  | 0% |  | 0% |  | 0%
[5 empty] | thereof |  | central |  |  | 51.26% | 0% | 118.6% | 0% | 43.91% | 0% | 74.38% | 0% | 95.55% | 0% | 116.3% | 0% | 0% | 0% | 0% | 0% | 0% | 0% | 0% | 0%
[7 empty] | decentral |  |  | 15.62% | 0% | 24.74% | 0% | 10.81% | 0% | 9.027% | 0% | 22.89% | 0% | 16.92% | 0% | 0% | 0% | 0% | 0% | 0% | 0% | 0% | 0%
|  |  |  | Other Systems | [5 empty] | 33.12% | 0% | -43.34% | 0% | 45.29% | 0% | 16.59% | 0% | -18.44% | 0% | -33.22% | 0% |  | 0% |  | 0% |  | 0% |  | 0%
|  | Energy Balance | [16 empty] | All energy quantities in | MWh/a |  |  |  | Heating + DHW
[8 empty] | fuels related to |  |  | gross | 0% | calorific value
[28 empty] | Total |  | per m²
|  |  | Net heat need |  |  |  |  | 431384.5903 |  | 938060.6975 |  | 385428.3149 |  | 551299.3692 |  | 757081.428 |  | 883745.6001 |  | 0 |  | 0 |  | 0 |  | 0 |  | 3947000 |  | 171.6833
|  |  | Produced heat |  |  |  |  | 449768.984 |  | 978038.1969 |  | 401854.1818 |  | 574794.1924 |  | 789346.1017 |  | 921408.3433 |  | 0 |  | 0 |  | 0 |  | 0 |  | 4115210 |  | 179
|  |  | Gas |  |  |  | 1.087 | 71412.3795 |  | 97063.4093 |  | 136790.6094 |  | 104820.6139 |  | 105929.1857 |  | 347027.2804 |  | 0 |  | 0 |  | 0 |  | 0 |  | 863043.4783 |  | 37.54
|  |  | Oil |  |  |  | 1.0526 | 123552.4452 |  | 419535.307 |  | 74492.0948 |  | 208095.8052 |  | 251863.4955 |  | 171934.5366 |  | 0 |  | 0 |  | 0 |  | 0 |  | 1249473.6842 |  | 54.3486
|  |  | Coal |  |  |  | 1.0526 | 47185.8778 |  | 102615.7583 |  | 5316.7458 |  | 14975.2298 |  | 58327.4409 |  | 0 |  | 0 |  | 0 |  | 0 |  | 0 |  | 228421.0526 |  | 9.9357
|  |  | Bio |  |  |  | 1.0526 | 167666.7091 |  | 265656.8363 |  | 116051.5953 |  | 96921.5705 |  | 245746.7462 |  | 181640.7531 |  | 0 |  | 0 |  | 0 |  | 0 |  | 1073684.2105 |  | 46.7022
|  |  | DH |  |  |  |  | 18217.7589 |  | 29713.8026 |  | 47896.7002 |  | 127679.4596 |  | 43162.0858 |  | 132330.1928 |  | 0 |  | 0 |  | 0 |  | 0 |  | 399000 |  | 17.3554
|  |  | El |  |  |  |  | 25982.6618 |  | 70631.0519 |  | 25616.8398 |  | 23191.9694 |  | 88323.6928 |  | 96253.7841 |  | 0 |  | 0 |  | 0 |  | 0 |  | 330000 |  | 14.3541
|  |  | Other / not specified |  |  |  |  | 0 |  | 0 |  | 0 |  | 0 |  | 0 |  | 0 |  | 0 |  | 0 |  | 0 |  | 0 |  | 0 |  | 0
|  |  | Sum final energy |  |  |  |  | 454017.8322 |  | 985216.1654 |  | 406164.5854 |  | 575684.6486 |  | 793352.647 |  | 929186.547 |  | 0 |  | 0 |  | 0 |  | 0 |  | 4143622.4256 |  | 180.2359
|  |  | per m² |  |  |  |  | 204.5443 |  | 204.1004 |  | 162.3987 |  | 163.4435 |  | 192.7652 |  | 160.0851
|  |  | CHP electr. production |  |  |  |  | 0 |  | 0 |  | 0 |  | 0 |  | 0 |  | 0 |  | 0 |  | 0 |  | 0 |  | 0 |  | 0 |  | 0
| Version: |  | 2016-01-21
| TABULA Average Buildings | [29 empty] | EPISCOPE Monitoring Indicators
[5 empty] | Building Stock |  |  |  | BE | Local |  |  | Local building stock of Sint-Amandsberg, Belgium | [15 empty] | Year | 2015
[5 empty] | Details |  |  |  | Residential building stock of SAD, VITO model, existing state 2015 | Local building stock of Sint-Amandsberg, Belgium | Local building stock of Sint-Amandsberg, Belgium | Local building stock of Sint-Amandsberg, Belgium | Local building stock of Sint-Amandsberg, Belgium | Local building stock of Sint-Amandsberg, Belgium | Local building stock of Sint-Amandsberg, Belgium | Local building stock of Sint-Amandsberg, Belgium | Local building stock of Sint-Amandsberg, Belgium | Local building stock of Sint-Amandsberg, Belgium | Local building stock of Sint-Amandsberg, Belgium | Local building stock of Sint-Amandsberg, Belgium | Local building stock of Sint-Amandsberg, Belgium | Local building stock of Sint-Amandsberg, Belgium | Local building stock of Sint-Amandsberg, Belgium | Local building stock of Sint-Amandsberg, Belgium | Local building stock of Sint-Amandsberg, Belgium | Local building stock of Sint-Amandsberg, Belgium | Local building stock of Sint-Amandsberg, Belgium | Local building stock of Sint-Amandsberg, Belgium | Local building stock of Sint-Amandsberg, Belgium | Local building stock of Sint-Amandsberg, Belgium | Local building stock of Sint-Amandsberg, Belgium
Annotations to this sheet
[10 empty] | 1 |  | 2 |  | 3 |  | 4 |  | 5 |  | 6 |  | 7 |  | 8 |  | 9 |  | 10
Building type / label
Building size category
Construction time band
|  | General Data | [5 empty] | Total
|  |  | Number of buildings |  |  |  |  | 200.1839 | 0 | 200.1839 | 0 | 0 | 0 | 0 | 0 | 0 | 0 | 0 | 0 | 0 | 0 | 0 | 0 | 0 | 0 | 0 | 0 | 0 | 0 | 10^0
|  |  | Number of dwellings |  |  |  |  | 200 | 0 | 200 | 0 | 0 | 0 | 0 | 0 | 0 | 0 | 0 | 0 | 0 | 0 | 0 | 0 | 0 | 0 | 0 | 0 | 0 | 0 | 10^0
|  |  | Floor area national | [6 empty] | 38.4 | 0 | 0 | 0 | 0 | 0 | 0 | 0 | 0 | 0 | 0 | 0 | 0 | 0 | 0 | 0 | 0 | 0 | 0 | 0 | 10^3 m²
|  |  | Floor area TABULA |  |  |  |  | 32.64 | 0 | 32.64 | 0 | 0 | 0 | 0 | 0 | 0 | 0 | 0 | 0 | 0 | 0 | 0 | 0 | 0 | 0 | 0 | 0 | 0 | 0 | 10^3 m²
Building Insulation
Original state / not refurbished fraction of the envelope area
U-values of the original state
|  |  |  | Roof | [5 empty] | 2.8 |  | 0 |  | 0 |  | 0 |  | 0 |  | 0 |  | 0 |  | 0 |  | 0 |  | 0 |  | W/(m²K)
|  |  |  | Wall | [5 empty] | 2.14 |  | 0 |  | 0 |  | 0 |  | 0 |  | 0 |  | 0 |  | 0 |  | 0 |  | 0 |  | W/(m²K)
|  |  |  | Window | [5 empty] | 5 |  | 0 |  | 0 |  | 0 |  | 0 |  | 0 |  | 0 |  | 0 |  | 0 |  | 0 |  | W/(m²K)
|  |  |  | Floor | [5 empty] | 2.0643 |  | 0 |  | 0 |  | 0 |  | 0 |  | 0 |  | 0 |  | 0 |  | 0 |  | 0 |  | W/(m²K)
Refubishments (averages)
Refurbished fraction of envelope areas
|  |  |  | Roof | [5 empty] | 86% |  | 0% |  | 0% |  | 0% |  | 0% |  | 0% |  | 0% |  | 0% |  | 0% |  | 0%
|  |  |  | Wall | [5 empty] | 0% |  | 0% |  | 0% |  | 0% |  | 0% |  | 0% |  | 0% |  | 0% |  | 0% |  | 0%
|  |  |  | Window | [5 empty] | 88% |  | 0% |  | 0% |  | 0% |  | 0% |  | 0% |  | 0% |  | 0% |  | 0% |  | 0%
|  |  |  | Floor | [5 empty] | 0% |  | 0% |  | 0% |  | 0% |  | 0% |  | 0% |  | 0% |  | 0% |  | 0% |  | 0%
|  |  |  | Total (indicative) | [5 empty] | 34.41% |  | 0% |  | 0% |  | 0% |  | 0% |  | 0% |  | 0% |  | 0% |  | 0% |  | 0%
U-values of the refurbished fraction (averages)
|  |  |  | Roof | [5 empty] | 1.29 |  | 0 |  | 0 |  | 0 |  | 0 |  | 0 |  | 0 |  | 0 |  | 0 |  | 0 |  | W/(m²K)
|  |  |  | Wall | [5 empty] | 0 |  | 0 |  | 0 |  | 0 |  | 0 |  | 0 |  | 0 |  | 0 |  | 0 |  | 0 |  | W/(m²K)
|  |  |  | Window | [5 empty] | 2.63 |  | 0 |  | 0 |  | 0 |  | 0 |  | 0 |  | 0 |  | 0 |  | 0 |  | 0 |  | W/(m²K)
|  |  |  | Floor | [5 empty] | 0 |  | 0 |  | 0 |  | 0 |  | 0 |  | 0 |  | 0 |  | 0 |  | 0 |  | 0 |  | W/(m²K)
Main Heat Supply Systems
Ventilation Systems with Heat Recovery
|  |  |  | Occurances | [5 empty] | 0% | 0% | 0% | 0% | 0% | 0% | 0% | 0% | 0% | 0% | 0% | 0% | 0% | 0% | 0% | 0% | 0% | 0% | 0% | 0%
Heating Systems
Occurances or Fractions of Produced Heat
|  |  | 1 | Gas |  | B_C |  |  | C | 62% | 0% |  | 0% |  | 0% |  | 0% |  | 0% |  | 0% |  | 0% |  | 0% |  | 0% |  | 0%
|  |  | 2 | Gas |  | Stove |  |  | D | 20% | 0% |  | 0% |  | 0% |  | 0% |  | 0% |  | 0% |  | 0% |  | 0% |  | 0% |  | 0%
|  |  | 3 | Gas |  | B_NC |  |  | C | 10% | 0% |  | 0% |  | 0% |  | 0% |  | 0% |  | 0% |  | 0% |  | 0% |  | 0% |  | 0%
|  |  | 4 | Oil |  | B_C |  |  | C | 4% | 0% |  | 0% |  | 0% |  | 0% |  | 0% |  | 0% |  | 0% |  | 0% |  | 0% |  | 0%
|  |  | 5 | Bio |  | B_NC |  |  | C | 2% | 0% |  | 0% |  | 0% |  | 0% |  | 0% |  | 0% |  | 0% |  | 0% |  | 0% |  | 0%
|  |  | 6 | El |  | E |  |  | D | 2% | 0% |  | 0% |  | 0% |  | 0% |  | 0% |  | 0% |  | 0% |  | 0% |  | 0% |  | 0%
|  |  | 7 | [7 empty] | 0% |  | 0% |  | 0% |  | 0% |  | 0% |  | 0% |  | 0% |  | 0% |  | 0% |  | 0%
|  |  | 8 | [7 empty] | 0% |  | 0% |  | 0% |  | 0% |  | 0% |  | 0% |  | 0% |  | 0% |  | 0% |  | 0%
|  |  | 9 | [7 empty] | 0% |  | 0% |  | 0% |  | 0% |  | 0% |  | 0% |  | 0% |  | 0% |  | 0% |  | 0%
|  |  | 10 | [7 empty] | 0% |  | 0% |  | 0% |  | 0% |  | 0% |  | 0% |  | 0% |  | 0% |  | 0% |  | 0%
|  |  | 11 | [7 empty] | 0% |  | 0% |  | 0% |  | 0% |  | 0% |  | 0% |  | 0% |  | 0% |  | 0% |  | 0%
|  |  | 12 | [7 empty] | 0% |  | 0% |  | 0% |  | 0% |  | 0% |  | 0% |  | 0% |  | 0% |  | 0% |  | 0%
|  |  | 13 | [7 empty] | 0% |  | 0% |  | 0% |  | 0% |  | 0% |  | 0% |  | 0% |  | 0% |  | 0% |  | 0%
|  |  | 14 | [7 empty] | 0% |  | 0% |  | 0% |  | 0% |  | 0% |  | 0% |  | 0% |  | 0% |  | 0% |  | 0%
|  |  | 15 | [7 empty] | 0% |  | 0% |  | 0% |  | 0% |  | 0% |  | 0% |  | 0% |  | 0% |  | 0% |  | 0%
|  |  | 16 | [7 empty] | 0% |  | 0% |  | 0% |  | 0% |  | 0% |  | 0% |  | 0% |  | 0% |  | 0% |  | 0%
|  |  | 17 | [7 empty] | 0% |  | 0% |  | 0% |  | 0% |  | 0% |  | 0% |  | 0% |  | 0% |  | 0% |  | 0%
|  |  | 18 | [7 empty] | 0% |  | 0% |  | 0% |  | 0% |  | 0% |  | 0% |  | 0% |  | 0% |  | 0% |  | 0%
|  |  | 19 | [7 empty] | 0% |  | 0% |  | 0% |  | 0% |  | 0% |  | 0% |  | 0% |  | 0% |  | 0% |  | 0%
|  |  | 20 | [7 empty] | 0% |  | 0% |  | 0% |  | 0% |  | 0% |  | 0% |  | 0% |  | 0% |  | 0% |  | 0%
|  |  |  | Sum | [5 empty] | 100% | 0% |  | 0% |  | 0% |  | 0% |  | 0% |  | 0% |  | 0% |  | 0% |  | 0% |  | 0%
[5 empty] | thereof |  | central |  |  | 78% | 0% | 0% | 0% | 0% | 0% | 0% | 0% | 0% | 0% | 0% | 0% | 0% | 0% | 0% | 0% | 0% | 0% | 0% | 0%
[7 empty] | decentral |  |  | 22% | 0% | 0% | 0% | 0% | 0% | 0% | 0% | 0% | 0% | 0% | 0% | 0% | 0% | 0% | 0% | 0% | 0% | 0% | 0%
|  |  |  | Other Systems | [5 empty] | 0% | 0% |  | 0% |  | 0% |  | 0% |  | 0% |  | 0% |  | 0% |  | 0% |  | 0% |  | 0%
DHW Systems
Occurances or Fractions of Produced Heat
|  |  | 1 | Gas |  | G_IWH_NC |  |  | D | 88% | 0% |  | 0% |  | 0% |  | 0% |  | 0% |  | 0% |  | 0% |  | 0% |  | 0% |  | 0%
|  |  | 2 | El |  | E |  |  | C | 6% | 0% |  | 0% |  | 0% |  | 0% |  | 0% |  | 0% |  | 0% |  | 0% |  | 0% |  | 0%
|  |  | 3 | Gas |  | B_NC |  |  | C | 4% | 0% |  | 0% |  | 0% |  | 0% |  | 0% |  | 0% |  | 0% |  | 0% |  | 0% |  | 0%
|  |  | 4 | El |  | E |  |  | D | 2% | 0% |  | 0% |  | 0% |  | 0% |  | 0% |  | 0% |  | 0% |  | 0% |  | 0% |  | 0%
|  |  | 5 | [7 empty] | 0% |  | 0% |  | 0% |  | 0% |  | 0% |  | 0% |  | 0% |  | 0% |  | 0% |  | 0%
|  |  | 6 | [7 empty] | 0% |  | 0% |  | 0% |  | 0% |  | 0% |  | 0% |  | 0% |  | 0% |  | 0% |  | 0%
|  |  | 7 | [7 empty] | 0% |  | 0% |  | 0% |  | 0% |  | 0% |  | 0% |  | 0% |  | 0% |  | 0% |  | 0%
|  |  | 8 | [7 empty] | 0% |  | 0% |  | 0% |  | 0% |  | 0% |  | 0% |  | 0% |  | 0% |  | 0% |  | 0%
|  |  | 9 | [7 empty] | 0% |  | 0% |  | 0% |  | 0% |  | 0% |  | 0% |  | 0% |  | 0% |  | 0% |  | 0%
|  |  | 10 | [7 empty] | 0% |  | 0% |  | 0% |  | 0% |  | 0% |  | 0% |  | 0% |  | 0% |  | 0% |  | 0%
|  |  | 11 | [7 empty] | 0% |  | 0% |  | 0% |  | 0% |  | 0% |  | 0% |  | 0% |  | 0% |  | 0% |  | 0%
|  |  | 12 | [7 empty] | 0% |  | 0% |  | 0% |  | 0% |  | 0% |  | 0% |  | 0% |  | 0% |  | 0% |  | 0%
|  |  | 13 | [7 empty] | 0% |  | 0% |  | 0% |  | 0% |  | 0% |  | 0% |  | 0% |  | 0% |  | 0% |  | 0%
|  |  | 14 | [7 empty] | 0% |  | 0% |  | 0% |  | 0% |  | 0% |  | 0% |  | 0% |  | 0% |  | 0% |  | 0%
|  |  | 15 | [7 empty] | 0% |  | 0% |  | 0% |  | 0% |  | 0% |  | 0% |  | 0% |  | 0% |  | 0% |  | 0%
|  |  | 16 | [7 empty] | 0% |  | 0% |  | 0% |  | 0% |  | 0% |  | 0% |  | 0% |  | 0% |  | 0% |  | 0%
|  |  | 17 | [7 empty] | 0% |  | 0% |  | 0% |  | 0% |  | 0% |  | 0% |  | 0% |  | 0% |  | 0% |  | 0%
|  |  | 18 | [7 empty] | 0% |  | 0% |  | 0% |  | 0% |  | 0% |  | 0% |  | 0% |  | 0% |  | 0% |  | 0%
|  |  | 19 | [7 empty] | 0% |  | 0% |  | 0% |  | 0% |  | 0% |  | 0% |  | 0% |  | 0% |  | 0% |  | 0%
|  |  | 20 | [7 empty] | 0% |  | 0% |  | 0% |  | 0% |  | 0% |  | 0% |  | 0% |  | 0% |  | 0% |  | 0%
|  |  |  | Sum | [5 empty] | 100% | 0% |  | 0% |  | 0% |  | 0% |  | 0% |  | 0% |  | 0% |  | 0% |  | 0% |  | 0%
[5 empty] | thereof |  | central |  |  | 10% | 0% | 0% | 0% | 0% | 0% | 0% | 0% | 0% | 0% | 0% | 0% | 0% | 0% | 0% | 0% | 0% | 0% | 0% | 0%
[7 empty] | decentral |  |  | 90% | 0% | 0% | 0% | 0% | 0% | 0% | 0% | 0% | 0% | 0% | 0% | 0% | 0% | 0% | 0% | 0% | 0% | 0% | 0%
|  |  |  | Other Systems | [5 empty] | 0% | 0% |  | 0% |  | 0% |  | 0% |  | 0% |  | 0% |  | 0% |  | 0% |  | 0% |  | 0%
|  | Energy Balance | [16 empty] | All energy quantities in | MWh/a |  |  |  | Heating + DHW
[8 empty] | fuels related to |  |  | gross | 0% | calorific value
[28 empty] | Total |  | per m²
|  |  | Net heat need |  |  |  |  | 0 |  | 0 |  | 0 |  | 0 |  | 0 |  | 0 |  | 0 |  | 0 |  | 0 |  | 0 |  | 0 |  | 0
|  |  | Produced heat |  |  |  |  | 0 |  | 0 |  | 0 |  | 0 |  | 0 |  | 0 |  | 0 |  | 0 |  | 0 |  | 0 |  | 0 |  | 0
|  |  | Gas |  |  |  | 1 | 0 |  | 0 |  | 0 |  | 0 |  | 0 |  | 0 |  | 0 |  | 0 |  | 0 |  | 0 |  | 0 |  | 0
|  |  | Oil |  |  |  | 1 | 0 |  | 0 |  | 0 |  | 0 |  | 0 |  | 0 |  | 0 |  | 0 |  | 0 |  | 0 |  | 0 |  | 0
|  |  | Coal |  |  |  | 1 | 0 |  | 0 |  | 0 |  | 0 |  | 0 |  | 0 |  | 0 |  | 0 |  | 0 |  | 0 |  | 0 |  | 0
|  |  | Bio |  |  |  | 1 | 0 |  | 0 |  | 0 |  | 0 |  | 0 |  | 0 |  | 0 |  | 0 |  | 0 |  | 0 |  | 0 |  | 0
|  |  | DH |  |  |  |  | 0 |  | 0 |  | 0 |  | 0 |  | 0 |  | 0 |  | 0 |  | 0 |  | 0 |  | 0 |  | 0 |  | 0
|  |  | El |  |  |  |  | 0 |  | 0 |  | 0 |  | 0 |  | 0 |  | 0 |  | 0 |  | 0 |  | 0 |  | 0 |  | 0 |  | 0
|  |  | Other / not specified |  |  |  |  | 0 |  | 0 |  | 0 |  | 0 |  | 0 |  | 0 |  | 0 |  | 0 |  | 0 |  | 0 |  | 0 |  | 0
|  |  | Sum final energy |  |  |  |  | 0 |  | 0 |  | 0 |  | 0 |  | 0 |  | 0 |  | 0 |  | 0 |  | 0 |  | 0 |  | 0 |  | 0
|  |  | per m² |  |  |  |  | 0
|  |  | CHP electr. production |  |  |  |  | 0 |  | 0 |  | 0 |  | 0 |  | 0 |  | 0 |  | 0 |  | 0 |  | 0 |  | 0 |  | 0 |  | 0
| Version: |  | 2016-01-21
| TABULA Average Buildings | [29 empty] | EPISCOPE Monitoring Indicators
[5 empty] | Building Stock |  |  |  | CY | Local |  |  | Housing Stock of the Cyprus Land Development Corporation (CLDC) | [15 empty] | Year | 2015
[5 empty] | Details |  |  |  | CUT Model from a Cyprus pilot building stock / Source: CUT investigation results | Housing Stock of the Cyprus Land Development Corporation (CLDC) | Housing Stock of the Cyprus Land Development Corporation (CLDC) | Housing Stock of the Cyprus Land Development Corporation (CLDC) | Housing Stock of the Cyprus Land Development Corporation (CLDC) | Housing Stock of the Cyprus Land Development Corporation (CLDC) | Housing Stock of the Cyprus Land Development Corporation (CLDC) | Housing Stock of the Cyprus Land Development Corporation (CLDC) | Housing Stock of the Cyprus Land Development Corporation (CLDC) | Housing Stock of the Cyprus Land Development Corporation (CLDC) | Housing Stock of the Cyprus Land Development Corporation (CLDC) | Housing Stock of the Cyprus Land Development Corporation (CLDC) | Housing Stock of the Cyprus Land Development Corporation (CLDC) | Housing Stock of the Cyprus Land Development Corporation (CLDC) | Housing Stock of the Cyprus Land Development Corporation (CLDC) | Housing Stock of the Cyprus Land Development Corporation (CLDC) | Housing Stock of the Cyprus Land Development Corporation (CLDC) | Housing Stock of the Cyprus Land Development Corporation (CLDC) | Housing Stock of the Cyprus Land Development Corporation (CLDC) | Housing Stock of the Cyprus Land Development Corporation (CLDC) | Housing Stock of the Cyprus Land Development Corporation (CLDC) | Housing Stock of the Cyprus Land Development Corporation (CLDC) | Housing Stock of the Cyprus Land Development Corporation (CLDC)
Annotations to this sheet
[10 empty] | 1 |  | 2 |  | 3 |  | 4 |  | 5 |  | 6 |  | 7 |  | 8 |  | 9 |  | 10
|  |  | Building type / label | [6 empty] | SFHI |  | SFHII |  | THI |  | THIΙ |  | MFHI |  | MFHIΙ
Building size category
Construction time band
|  | General Data | [5 empty] | Total
|  |  | Number of buildings |  |  |  |  | 2258.1818 | 0 | 19.0909 | 0 | 11.8182 | 0 | 896.3636 | 0 | 121.8182 | 0 | 908.1818 | 0 | 300.9091 | 0 | 0 | 0 | 0 | 0 | 0 | 0 | 0 | 0 | 10^0
|  |  | Number of dwellings |  |  |  |  | 2484 | 0 | 21 | 0 | 13 | 0 | 986 | 0 | 134 | 0 | 999 | 0 | 331 | 0 | 0 | 0 | 0 | 0 | 0 | 0 | 0 | 0 | 10^0
|  |  | Floor area national | [6 empty] | 2.52 | 0 | 1.56 | 0 | 114.1788 | 0 | 15.5172 | 0 | 96.0039 | 0 | 31.8091 | 0 | 0 | 0 | 0 | 0 | 0 | 0 | 0 | 0 | 10^3 m²
|  |  | Floor area TABULA |  |  |  |  | 261.589 | 0 | 2.52 | 0 | 1.56 | 0 | 114.1788 | 0 | 15.5172 | 0 | 96.0039 | 0 | 31.8091 | 0 | 0 | 0 | 0 | 0 | 0 | 0 | 0 | 0 | 10^3 m²
Building Insulation
Original state / not refurbished fraction of the envelope area
U-values of the original state
|  |  |  | Roof | [5 empty] | 3.42 |  | 0.77 |  | 3.42 |  | 0.77 |  | 3.42 |  | 0.77 |  | 0 |  | 0 |  | 0 |  | 0 |  | W/(m²K)
|  |  |  | Wall | [5 empty] | 1.389 |  | 0.82 |  | 1.389 |  | 0.82 |  | 1.389 |  | 0.82 |  | 0 |  | 0 |  | 0 |  | 0 |  | W/(m²K)
|  |  |  | Window | [5 empty] | 5.7805 |  | 2.3456 |  | 5.7695 |  | 2.3472 |  | 6.1 |  | 2.3 |  | 0 |  | 0 |  | 0 |  | 0 |  | W/(m²K)
|  |  |  | Floor | [5 empty] | 0.91 |  | 0.91 |  | 0.99504 |  | 0.99504 |  | 2.1166 |  | 2.1166 |  | 0 |  | 0 |  | 0 |  | 0 |  | W/(m²K)
Refubishments (averages)
Refurbished fraction of envelope areas
|  |  |  | Roof | [5 empty] | 0% |  | 0% |  | 41.18% |  | 0% |  | 0% |  | 0% |  | 0% |  | 0% |  | 0% |  | 0%
|  |  |  | Wall | [5 empty] | 0% |  | 0% |  | 0% |  | 0% |  | 0% |  | 0% |  | 0% |  | 0% |  | 0% |  | 0%
|  |  |  | Window | [5 empty] | 40.89% |  | 0% |  | 40.75% |  | 0% |  | 91.18% |  | 0% |  | 0% |  | 0% |  | 0% |  | 0%
|  |  |  | Floor | [5 empty] | 0% |  | 0% |  | 0% |  | 0% |  | 0% |  | 0% |  | 0% |  | 0% |  | 0% |  | 0%
|  |  |  | Total (indicative) | [5 empty] | 3.091% |  | 0% |  | 13.3% |  | 0% |  | 7.863% |  | 0% |  | 0% |  | 0% |  | 0% |  | 0%
U-values of the refurbished fraction (averages)
|  |  |  | Roof | [5 empty] | 0 |  | 0 |  | 0.78864 |  | 0 |  | 0 |  | 0 |  | 0 |  | 0 |  | 0 |  | 0 |  | W/(m²K)
|  |  |  | Wall | [5 empty] | 0 |  | 0 |  | 0 |  | 0 |  | 0 |  | 0 |  | 0 |  | 0 |  | 0 |  | 0 |  | W/(m²K)
|  |  |  | Window | [5 empty] | 3.2 |  | 0 |  | 3.2 |  | 0 |  | 3.2 |  | 0 |  | 0 |  | 0 |  | 0 |  | 0 |  | W/(m²K)
|  |  |  | Floor | [5 empty] | 0 |  | 0 |  | 0 |  | 0 |  | 0 |  | 0 |  | 0 |  | 0 |  | 0 |  | 0 |  | W/(m²K)
Main Heat Supply Systems
Ventilation Systems with Heat Recovery
|  |  |  | Occurances | [5 empty] | 0% | 0% | 0% | 0% | 0% | 0% | 0% | 0% | 0% | 0% | 0% | 0% | 0% | 0% | 0% | 0% | 0% | 0% | 0% | 0%
Heating Systems
Occurances or Fractions of Produced Heat
|  |  | 1 | El |  | E_Immersion |  |  | C | 14.54% | 0% | 0% | 0% | 14.54% | 0% | 0% | 0% | 24.65% | 0% | 0% | 0% |  | 0% |  | 0% |  | 0% |  | 0%
|  |  | 2 | El |  | E_Immersion |  |  | C | 0% | 0% | 2.675% | 0% | 0% | 0% | 2.675% | 0% | 0% | 0% | 0% | 0% |  | 0% |  | 0% |  | 0% |  | 0%
|  |  | 3 | Oil |  | B_NC_CT |  |  | C | 0% | 0% | 0% | 0% | 0% | 0% | 0% | 0% | 8.519% | 0% | 0% | 0% |  | 0% |  | 0% |  | 0% |  | 0%
|  |  | 4 | Gas |  | B_NC_CT |  |  | C | 0% | 0% | 1.898% | 0% | 0% | 0% | 1.899% | 0% | 0% | 0% | 0% | 0% |  | 0% |  | 0% |  | 0% |  | 0%
|  |  | 5 | El |  | E |  |  | D | 1.003% | 0% | 0% | 0% | 1.003% | 0% | 0% | 0% | 0% | 0% | 0% | 0% |  | 0% |  | 0% |  | 0% |  | 0%
|  |  | 6 | El |  | E_SH |  |  | D | 0% | 0% | 29.95% | 0% | 0% | 0% | 29.95% | 0% | 14.81% | 0% | 0% | 0% |  | 0% |  | 0% |  | 0% |  | 0%
|  |  | 7 | El |  | E_Immersion |  |  | D | 34.6% | 0% | 24.46% | 0% | 34.6% | 0% | 24.46% | 0% | 24.65% | 0% | 50.84% | 0% |  | 0% |  | 0% |  | 0% |  | 0%
|  |  | 8 | Oil |  | Stove_L |  |  | D | 4.434% | 0% | 13.73% | 0% | 4.433% | 0% | 13.73% | 0% | 0% | 0% | 17.75% | 0% |  | 0% |  | 0% |  | 0% |  | 0%
|  |  | 9 | Gas |  | Stove |  |  | D | 18.05% | 0% | 0% | 0% | 18.05% | 0% | 0% | 0% | 27.37% | 0% | 0% | 0% |  | 0% |  | 0% |  | 0% |  | 0%
|  |  | 10 | Gas |  | G_SH |  |  | D | 0% | 0% | 8.331% | 0% | 0% | 0% | 8.334% | 0% | 0% | 0% | 31.41% | 0% |  | 0% |  | 0% |  | 0% |  | 0%
|  |  | 11 | Bio_Wood |  | OpenFire |  |  | D | 27.38% | 0% | 0% | 0% | 27.38% | 0% | 0% | 0% | 0% | 0% | 0% | 0% |  | 0% |  | 0% |  | 0% |  | 0%
|  |  | 12 | Bio_Wood |  | OpenFire |  |  | D | 0% | 0% | 18.96% | 0% | 0% | 0% | 18.96% | 0% | 0% | 0% | 0% | 0% |  | 0% |  | 0% |  | 0% |  | 0%
|  |  | 13 | [7 empty] | 0% |  | 0% |  | 0% |  | 0% |  | 0% |  | 0% |  | 0% |  | 0% |  | 0% |  | 0%
|  |  | 14 | [7 empty] | 0% |  | 0% |  | 0% |  | 0% |  | 0% |  | 0% |  | 0% |  | 0% |  | 0% |  | 0%
|  |  | 15 | [7 empty] | 0% |  | 0% |  | 0% |  | 0% |  | 0% |  | 0% |  | 0% |  | 0% |  | 0% |  | 0%
|  |  | 16 | [7 empty] | 0% |  | 0% |  | 0% |  | 0% |  | 0% |  | 0% |  | 0% |  | 0% |  | 0% |  | 0%
|  |  | 17 | [7 empty] | 0% |  | 0% |  | 0% |  | 0% |  | 0% |  | 0% |  | 0% |  | 0% |  | 0% |  | 0%
|  |  | 18 | [7 empty] | 0% |  | 0% |  | 0% |  | 0% |  | 0% |  | 0% |  | 0% |  | 0% |  | 0% |  | 0%
|  |  | 19 | [7 empty] | 0% |  | 0% |  | 0% |  | 0% |  | 0% |  | 0% |  | 0% |  | 0% |  | 0% |  | 0%
|  |  | 20 | [7 empty] | 0% |  | 0% |  | 0% |  | 0% |  | 0% |  | 0% |  | 0% |  | 0% |  | 0% |  | 0%
|  |  |  | Sum | [5 empty] | 100% | 0% | 100% | 0% | 100% | 0% | 100% | 0% | 100% | 0% | 100% | 0% |  | 0% |  | 0% |  | 0% |  | 0%
[5 empty] | thereof |  | central |  |  | 14.54% | 0% | 4.573% | 0% | 14.54% | 0% | 4.574% | 0% | 33.17% | 0% | 0% | 0% | 0% | 0% | 0% | 0% | 0% | 0% | 0% | 0%
[7 empty] | decentral |  |  | 85.46% | 0% | 95.43% | 0% | 85.46% | 0% | 95.43% | 0% | 66.83% | 0% | 100% | 0% | 0% | 0% | 0% | 0% | 0% | 0% | 0% | 0%
|  |  |  | Other Systems | [5 empty] | 1.11e-14% | 0% | 0% | 0% | 1.11e-14% | 0% | 0% | 0% | 0% | 0% | 0% | 0% |  | 0% |  | 0% |  | 0% |  | 0%
DHW Systems
Occurances or Fractions of Produced Heat
|  |  | 1 | - |  | Solar |  |  | C | 80% | 0% | 80% | 0% | 80% | 0% | 80% | 0% | 80% | 0% | 80% | 0% |  | 0% |  | 0% |  | 0% |  | 0%
|  |  | 2 | El |  | E_Immersion |  |  | C | 20% | 0% | 20% | 0% | 20% | 0% | 20% | 0% | 20% | 0% | 20% | 0% |  | 0% |  | 0% |  | 0% |  | 0%
|  |  | 3 | [7 empty] | 0% |  | 0% |  | 0% |  | 0% |  | 0% |  | 0% |  | 0% |  | 0% |  | 0% |  | 0%
|  |  | 4 | [7 empty] | 0% |  | 0% |  | 0% |  | 0% |  | 0% |  | 0% |  | 0% |  | 0% |  | 0% |  | 0%
|  |  | 5 | [7 empty] | 0% |  | 0% |  | 0% |  | 0% |  | 0% |  | 0% |  | 0% |  | 0% |  | 0% |  | 0%
|  |  | 6 | [7 empty] | 0% |  | 0% |  | 0% |  | 0% |  | 0% |  | 0% |  | 0% |  | 0% |  | 0% |  | 0%
|  |  | 7 | [7 empty] | 0% |  | 0% |  | 0% |  | 0% |  | 0% |  | 0% |  | 0% |  | 0% |  | 0% |  | 0%
|  |  | 8 | [7 empty] | 0% |  | 0% |  | 0% |  | 0% |  | 0% |  | 0% |  | 0% |  | 0% |  | 0% |  | 0%
|  |  | 9 | [7 empty] | 0% |  | 0% |  | 0% |  | 0% |  | 0% |  | 0% |  | 0% |  | 0% |  | 0% |  | 0%
|  |  | 10 | [7 empty] | 0% |  | 0% |  | 0% |  | 0% |  | 0% |  | 0% |  | 0% |  | 0% |  | 0% |  | 0%
|  |  | 11 | [7 empty] | 0% |  | 0% |  | 0% |  | 0% |  | 0% |  | 0% |  | 0% |  | 0% |  | 0% |  | 0%
|  |  | 12 | [7 empty] | 0% |  | 0% |  | 0% |  | 0% |  | 0% |  | 0% |  | 0% |  | 0% |  | 0% |  | 0%
|  |  | 13 | [7 empty] | 0% |  | 0% |  | 0% |  | 0% |  | 0% |  | 0% |  | 0% |  | 0% |  | 0% |  | 0%
|  |  | 14 | [7 empty] | 0% |  | 0% |  | 0% |  | 0% |  | 0% |  | 0% |  | 0% |  | 0% |  | 0% |  | 0%
|  |  | 15 | [7 empty] | 0% |  | 0% |  | 0% |  | 0% |  | 0% |  | 0% |  | 0% |  | 0% |  | 0% |  | 0%
|  |  | 16 | [7 empty] | 0% |  | 0% |  | 0% |  | 0% |  | 0% |  | 0% |  | 0% |  | 0% |  | 0% |  | 0%
|  |  | 17 | [7 empty] | 0% |  | 0% |  | 0% |  | 0% |  | 0% |  | 0% |  | 0% |  | 0% |  | 0% |  | 0%
|  |  | 18 | [7 empty] | 0% |  | 0% |  | 0% |  | 0% |  | 0% |  | 0% |  | 0% |  | 0% |  | 0% |  | 0%
|  |  | 19 | [7 empty] | 0% |  | 0% |  | 0% |  | 0% |  | 0% |  | 0% |  | 0% |  | 0% |  | 0% |  | 0%
|  |  | 20 | [7 empty] | 0% |  | 0% |  | 0% |  | 0% |  | 0% |  | 0% |  | 0% |  | 0% |  | 0% |  | 0%
|  |  |  | Sum | [5 empty] | 100% | 0% | 100% | 0% | 100% | 0% | 100% | 0% | 100% | 0% | 100% | 0% |  | 0% |  | 0% |  | 0% |  | 0%
[5 empty] | thereof |  | central |  |  | 100% | 0% | 100% | 0% | 100% | 0% | 100% | 0% | 100% | 0% | 100% | 0% | 0% | 0% | 0% | 0% | 0% | 0% | 0% | 0%
[7 empty] | decentral |  |  | 0% | 0% | 0% | 0% | 0% | 0% | 0% | 0% | 0% | 0% | 0% | 0% | 0% | 0% | 0% | 0% | 0% | 0% | 0% | 0%
|  |  |  | Other Systems | [5 empty] | 0% | 0% | 0% | 0% | 0% | 0% | 0% | 0% | 0% | 0% | 0% | 0% |  | 0% |  | 0% |  | 0% |  | 0%
|  | Energy Balance | [16 empty] | All energy quantities in | MWh/a |  |  |  | Heating + DHW
[8 empty] | fuels related to |  |  | gross | 0% | calorific value
[28 empty] | Total |  | per m²
|  |  | Net heat need |  |  |  |  | 130.4749 |  | 45.2198 |  | 5186.1878 |  | 423.0599 |  | 2637.2054 |  | 713.1322 |  | 0 |  | 0 |  | 0 |  | 0 |  | 9135.28 |  | 34.9223
|  |  | Produced heat |  |  |  |  | 141.5251 |  | 51.36 |  | 5686.8618 |  | 484.1356 |  | 3214.1888 |  | 834.0068 |  | 0 |  | 0 |  | 0 |  | 0 |  | 10412.0781 |  | 39.8032
|  |  | Gas |  |  |  | 1 | 29.8784 |  | 1.4475 |  | 1084.0592 |  | 11.5355 |  | 498.3466 |  | 20.0397 |  | 0 |  | 0 |  | 0 |  | 0 |  | 1645.307 |  | 6.2897
|  |  | Oil |  |  |  | 1 | 7.3395 |  | 3.8165 |  | 266.265 |  | 30.4028 |  | 102.417 |  | 22.6481 |  | 0 |  | 0 |  | 0 |  | 0 |  | 432.8889 |  | 1.6548
|  |  | Coal |  |  |  | 1 | 0 |  | 0 |  | 0 |  | 0 |  | 0 |  | 0 |  | 0 |  | 0 |  | 0 |  | 0 |  | 0 |  | 0
|  |  | Bio |  |  |  | 1 | 53.682 |  | 4.2724 |  | 1947.6163 |  | 34.0339 |  | 0 |  | 0 |  | 0 |  | 0 |  | 0 |  | 0 |  | 2039.6046 |  | 7.797
|  |  | DH |  |  |  |  | 0 |  | 0 |  | 0 |  | 0 |  | 0 |  | 0 |  | 0 |  | 0 |  | 0 |  | 0 |  | 0 |  | 0
|  |  | El |  |  |  |  | 52.8923 |  | 12.9577 |  | 2032.7252 |  | 118.6662 |  | 964.3304 |  | 190.5365 |  | 0 |  | 0 |  | 0 |  | 0 |  | 3372.1082 |  | 12.8909
|  |  | Other / not specified |  |  |  |  | 0 |  | 0 |  | 0 |  | 0 |  | 0 |  | 0 |  | 0 |  | 0 |  | 0 |  | 0 |  | 0 |  | 0
|  |  | Sum final energy |  |  |  |  | 143.7922 |  | 22.4941 |  | 5330.6656 |  | 194.6384 |  | 1565.094 |  | 233.2243 |  | 0 |  | 0 |  | 0 |  | 0 |  | 7489.9087 |  | 28.6324
|  |  | per m² |  |  |  |  | 57.0604 |  | 14.4193 |  | 46.687 |  | 12.5434 |  | 16.3024 |  | 7.332
|  |  | CHP electr. production |  |  |  |  | 0 |  | 0 |  | 0 |  | 0 |  | 0 |  | 0 |  | 0 |  | 0 |  | 0 |  | 0 |  | 0 |  | 0
| Version: |  | 2016-01-21
| TABULA Average Buildings | [29 empty] | EPISCOPE Monitoring Indicators
[5 empty] | Building Stock |  |  |  | CZ | Local |  |  | Residential building stock of Havířov, Czech Republic | [15 empty] | Year | 2015
[5 empty] | Details |  |  |  | STU-K model, existing state 2015 | Residential building stock of Havířov, Czech Republic | Residential building stock of Havířov, Czech Republic | Residential building stock of Havířov, Czech Republic | Residential building stock of Havířov, Czech Republic | Residential building stock of Havířov, Czech Republic | Residential building stock of Havířov, Czech Republic | Residential building stock of Havířov, Czech Republic | Residential building stock of Havířov, Czech Republic | Residential building stock of Havířov, Czech Republic | Residential building stock of Havířov, Czech Republic | Residential building stock of Havířov, Czech Republic | Residential building stock of Havířov, Czech Republic | Residential building stock of Havířov, Czech Republic | Residential building stock of Havířov, Czech Republic | Residential building stock of Havířov, Czech Republic | Residential building stock of Havířov, Czech Republic | Residential building stock of Havířov, Czech Republic | Residential building stock of Havířov, Czech Republic | Residential building stock of Havířov, Czech Republic | Residential building stock of Havířov, Czech Republic | Residential building stock of Havířov, Czech Republic | Residential building stock of Havířov, Czech Republic
Annotations to this sheet
[10 empty] | 1 |  | 2 |  | 3 |  | 4 |  | 5 |  | 6 |  | 7 |  | 8 |  | 9 |  | 10
Building type / label
Building size category
Construction time band
|  | General Data | [5 empty] | Total
|  |  | Number of buildings |  |  |  |  | 224.9998 | 0 | 35.9998 | 0 | 32.9999 | 0 | 7.9999 | 0 | 29.9999 | 0 | 62 | 0 | 56.0001 | 0 | 0 | 0 | 0 | 0 | 0 | 0 | 0 | 0 | 10^0
|  |  | Number of dwellings |  |  |  |  | 7577 | 0 | 756 | 0 | 1356 | 0 | 84 | 0 | 959 | 0 | 2740 | 0 | 1682 | 0 | 0 | 0 | 0 | 0 | 0 | 0 | 0 | 0 | 10^0
|  |  | Floor area national | [6 empty] | 37.3769 | 0 | 68.8649 | 0 | 4.9244 | 0 | 49.6721 | 0 | 128.8522 | 0 | 88.4091 | 0 | 0 | 0 | 0 | 0 | 0 | 0 | 0 | 0 | 10^3 m²
|  |  | Floor area TABULA |  |  |  |  | 415.9094 | 0 | 41.1145 | 0 | 75.7514 | 0 | 5.4168 | 0 | 54.6393 | 0 | 141.7374 | 0 | 97.25 | 0 | 0 | 0 | 0 | 0 | 0 | 0 | 0 | 0 | 10^3 m²
Building Insulation
Original state / not refurbished fraction of the envelope area
U-values of the original state
|  |  |  | Roof | [5 empty] | 1 |  | 0.8 |  | 0.5 |  | 1 |  | 0.8 |  | 0.5 |  | 0 |  | 0 |  | 0 |  | 0 |  | W/(m²K)
|  |  |  | Wall | [5 empty] | 1.4 |  | 1.2 |  | 0.8 |  | 1.4 |  | 1.2 |  | 0.8 |  | 0 |  | 0 |  | 0 |  | 0 |  | W/(m²K)
|  |  |  | Window | [5 empty] | 2.7 |  | 2.8 |  | 2.8 |  | 2.7 |  | 2.8 |  | 2.8 |  | 0 |  | 0 |  | 0 |  | 0 |  | W/(m²K)
|  |  |  | Floor | [5 empty] | 1.1 |  | 1 |  | 0.9 |  | 1.1 |  | 1 |  | 0.9 |  | 0 |  | 0 |  | 0 |  | 0 |  | W/(m²K)
Refubishments (averages)
Refurbished fraction of envelope areas
|  |  |  | Roof | [5 empty] | 4.2% |  | 42% |  | 28.6% |  | 7.9% |  | 64.8% |  | 36.3% |  | 0% |  | 0% |  | 0% |  | 0%
|  |  |  | Wall | [5 empty] | 4.2% |  | 42% |  | 28.6% |  | 7.9% |  | 64.8% |  | 36.3% |  | 0% |  | 0% |  | 0% |  | 0%
|  |  |  | Window | [5 empty] | 47.4% |  | 56.9% |  | 28.6% |  | 30.4% |  | 74% |  | 54.6% |  | 0% |  | 0% |  | 0% |  | 0%
|  |  |  | Floor | [5 empty] | 4.2% |  | 42% |  | 28.6% |  | 7.9% |  | 64.8% |  | 36.3% |  | 0% |  | 0% |  | 0% |  | 0%
|  |  |  | Total (indicative) | [5 empty] | 8.24% |  | 44.22% |  | 28.6% |  | 10.74% |  | 66.41% |  | 39.81% |  | 0% |  | 0% |  | 0% |  | 0%
U-values of the refurbished fraction (averages)
|  |  |  | Roof | [5 empty] | 0.2963 |  | 0.23529 |  | 0.2 |  | 0.2963 |  | 0.23529 |  | 0.2 |  | 0 |  | 0 |  | 0 |  | 0 |  | W/(m²K)
|  |  |  | Wall | [5 empty] | 0.29947 |  | 0.25263 |  | 0.22857 |  | 0.29947 |  | 0.25263 |  | 0.22857 |  | 0 |  | 0 |  | 0 |  | 0 |  | W/(m²K)
|  |  |  | Window | [5 empty] | 1.1 |  | 1.3 |  | 1.3 |  | 1.1 |  | 1.3 |  | 1.3 |  | 0 |  | 0 |  | 0 |  | 0 |  | W/(m²K)
|  |  |  | Floor | [5 empty] | 0.3045 |  | 0.27586 |  | 0.26766 |  | 0.3045 |  | 0.27586 |  | 0.26766 |  | 0 |  | 0 |  | 0 |  | 0 |  | W/(m²K)
Main Heat Supply Systems
Ventilation Systems with Heat Recovery
|  |  |  | Occurances | [5 empty] | 0% | 0% | 0% | 0% | 0% | 0% | 0% | 0% | 0% | 0% | 0% | 0% | 0% | 0% | 0% | 0% | 0% | 0% | 0% | 0%
Heating Systems
Occurances or Fractions of Produced Heat
|  |  | 1 | DH |  | TS |  |  | C | 100% | 0% | 100% | 0% | 100% | 0% | 100% | 0% | 100% | 0% | 100% | 0% |  | 0% |  | 0% |  | 0% |  | 0%
|  |  | 2 | [7 empty] | 0% |  | 0% |  | 0% |  | 0% |  | 0% |  | 0% |  | 0% |  | 0% |  | 0% |  | 0%
|  |  | 3 | [7 empty] | 0% |  | 0% |  | 0% |  | 0% |  | 0% |  | 0% |  | 0% |  | 0% |  | 0% |  | 0%
|  |  | 4 | [7 empty] | 0% |  | 0% |  | 0% |  | 0% |  | 0% |  | 0% |  | 0% |  | 0% |  | 0% |  | 0%
|  |  | 5 | [7 empty] | 0% |  | 0% |  | 0% |  | 0% |  | 0% |  | 0% |  | 0% |  | 0% |  | 0% |  | 0%
|  |  | 6 | [7 empty] | 0% |  | 0% |  | 0% |  | 0% |  | 0% |  | 0% |  | 0% |  | 0% |  | 0% |  | 0%
|  |  | 7 | [7 empty] | 0% |  | 0% |  | 0% |  | 0% |  | 0% |  | 0% |  | 0% |  | 0% |  | 0% |  | 0%
|  |  | 8 | [7 empty] | 0% |  | 0% |  | 0% |  | 0% |  | 0% |  | 0% |  | 0% |  | 0% |  | 0% |  | 0%
|  |  | 9 | [7 empty] | 0% |  | 0% |  | 0% |  | 0% |  | 0% |  | 0% |  | 0% |  | 0% |  | 0% |  | 0%
|  |  | 10 | [7 empty] | 0% |  | 0% |  | 0% |  | 0% |  | 0% |  | 0% |  | 0% |  | 0% |  | 0% |  | 0%
|  |  | 11 | [7 empty] | 0% |  | 0% |  | 0% |  | 0% |  | 0% |  | 0% |  | 0% |  | 0% |  | 0% |  | 0%
|  |  | 12 | [7 empty] | 0% |  | 0% |  | 0% |  | 0% |  | 0% |  | 0% |  | 0% |  | 0% |  | 0% |  | 0%
|  |  | 13 | [7 empty] | 0% |  | 0% |  | 0% |  | 0% |  | 0% |  | 0% |  | 0% |  | 0% |  | 0% |  | 0%
|  |  | 14 | [7 empty] | 0% |  | 0% |  | 0% |  | 0% |  | 0% |  | 0% |  | 0% |  | 0% |  | 0% |  | 0%
|  |  | 15 | [7 empty] | 0% |  | 0% |  | 0% |  | 0% |  | 0% |  | 0% |  | 0% |  | 0% |  | 0% |  | 0%
|  |  | 16 | [7 empty] | 0% |  | 0% |  | 0% |  | 0% |  | 0% |  | 0% |  | 0% |  | 0% |  | 0% |  | 0%
|  |  | 17 | [7 empty] | 0% |  | 0% |  | 0% |  | 0% |  | 0% |  | 0% |  | 0% |  | 0% |  | 0% |  | 0%
|  |  | 18 | [7 empty] | 0% |  | 0% |  | 0% |  | 0% |  | 0% |  | 0% |  | 0% |  | 0% |  | 0% |  | 0%
|  |  | 19 | [7 empty] | 0% |  | 0% |  | 0% |  | 0% |  | 0% |  | 0% |  | 0% |  | 0% |  | 0% |  | 0%
|  |  | 20 | [7 empty] | 0% |  | 0% |  | 0% |  | 0% |  | 0% |  | 0% |  | 0% |  | 0% |  | 0% |  | 0%
|  |  |  | Sum | [5 empty] | 100% | 0% | 100% | 0% | 100% | 0% | 100% | 0% | 100% | 0% | 100% | 0% |  | 0% |  | 0% |  | 0% |  | 0%
[5 empty] | thereof |  | central |  |  | 100% | 0% | 100% | 0% | 100% | 0% | 100% | 0% | 100% | 0% | 100% | 0% | 0% | 0% | 0% | 0% | 0% | 0% | 0% | 0%
[7 empty] | decentral |  |  | 0% | 0% | 0% | 0% | 0% | 0% | 0% | 0% | 0% | 0% | 0% | 0% | 0% | 0% | 0% | 0% | 0% | 0% | 0% | 0%
|  |  |  | Other Systems | [5 empty] | 0% | 0% | 0% | 0% | 0% | 0% | 0% | 0% | 0% | 0% | 0% | 0% |  | 0% |  | 0% |  | 0% |  | 0%
DHW Systems
Occurances or Fractions of Produced Heat
|  |  | 1 | DH |  | TS |  |  | C | 100% | 0% | 100% | 0% | 100% | 0% | 100% | 0% | 100% | 0% | 100% | 0% |  | 0% |  | 0% |  | 0% |  | 0%
|  |  | 2 | [7 empty] | 0% |  | 0% |  | 0% |  | 0% |  | 0% |  | 0% |  | 0% |  | 0% |  | 0% |  | 0%
|  |  | 3 | [7 empty] | 0% |  | 0% |  | 0% |  | 0% |  | 0% |  | 0% |  | 0% |  | 0% |  | 0% |  | 0%
|  |  | 4 | [7 empty] | 0% |  | 0% |  | 0% |  | 0% |  | 0% |  | 0% |  | 0% |  | 0% |  | 0% |  | 0%
|  |  | 5 | [7 empty] | 0% |  | 0% |  | 0% |  | 0% |  | 0% |  | 0% |  | 0% |  | 0% |  | 0% |  | 0%
|  |  | 6 | [7 empty] | 0% |  | 0% |  | 0% |  | 0% |  | 0% |  | 0% |  | 0% |  | 0% |  | 0% |  | 0%
|  |  | 7 | [7 empty] | 0% |  | 0% |  | 0% |  | 0% |  | 0% |  | 0% |  | 0% |  | 0% |  | 0% |  | 0%
|  |  | 8 | [7 empty] | 0% |  | 0% |  | 0% |  | 0% |  | 0% |  | 0% |  | 0% |  | 0% |  | 0% |  | 0%
|  |  | 9 | [7 empty] | 0% |  | 0% |  | 0% |  | 0% |  | 0% |  | 0% |  | 0% |  | 0% |  | 0% |  | 0%
|  |  | 10 | [7 empty] | 0% |  | 0% |  | 0% |  | 0% |  | 0% |  | 0% |  | 0% |  | 0% |  | 0% |  | 0%
|  |  | 11 | [7 empty] | 0% |  | 0% |  | 0% |  | 0% |  | 0% |  | 0% |  | 0% |  | 0% |  | 0% |  | 0%
|  |  | 12 | [7 empty] | 0% |  | 0% |  | 0% |  | 0% |  | 0% |  | 0% |  | 0% |  | 0% |  | 0% |  | 0%
|  |  | 13 | [7 empty] | 0% |  | 0% |  | 0% |  | 0% |  | 0% |  | 0% |  | 0% |  | 0% |  | 0% |  | 0%
|  |  | 14 | [7 empty] | 0% |  | 0% |  | 0% |  | 0% |  | 0% |  | 0% |  | 0% |  | 0% |  | 0% |  | 0%
|  |  | 15 | [7 empty] | 0% |  | 0% |  | 0% |  | 0% |  | 0% |  | 0% |  | 0% |  | 0% |  | 0% |  | 0%
|  |  | 16 | [7 empty] | 0% |  | 0% |  | 0% |  | 0% |  | 0% |  | 0% |  | 0% |  | 0% |  | 0% |  | 0%
|  |  | 17 | [7 empty] | 0% |  | 0% |  | 0% |  | 0% |  | 0% |  | 0% |  | 0% |  | 0% |  | 0% |  | 0%
|  |  | 18 | [7 empty] | 0% |  | 0% |  | 0% |  | 0% |  | 0% |  | 0% |  | 0% |  | 0% |  | 0% |  | 0%
|  |  | 19 | [7 empty] | 0% |  | 0% |  | 0% |  | 0% |  | 0% |  | 0% |  | 0% |  | 0% |  | 0% |  | 0%
|  |  | 20 | [7 empty] | 0% |  | 0% |  | 0% |  | 0% |  | 0% |  | 0% |  | 0% |  | 0% |  | 0% |  | 0%
|  |  |  | Sum | [5 empty] | 100% | 0% | 100% | 0% | 100% | 0% | 100% | 0% | 100% | 0% | 100% | 0% |  | 0% |  | 0% |  | 0% |  | 0%
[5 empty] | thereof |  | central |  |  | 100% | 0% | 100% | 0% | 100% | 0% | 100% | 0% | 100% | 0% | 100% | 0% | 0% | 0% | 0% | 0% | 0% | 0% | 0% | 0%
[7 empty] | decentral |  |  | 0% | 0% | 0% | 0% | 0% | 0% | 0% | 0% | 0% | 0% | 0% | 0% | 0% | 0% | 0% | 0% | 0% | 0% | 0% | 0%
|  |  |  | Other Systems | [5 empty] | 0% | 0% | 0% | 0% | 0% | 0% | 0% | 0% | 0% | 0% | 0% | 0% |  | 0% |  | 0% |  | 0% |  | 0%
|  | Energy Balance | [16 empty] | All energy quantities in | MWh/a |  |  |  | Heating + DHW
Consumption model for the municipal housing stock of Havířov
[8 empty] | fuels related to |  |  | gross | 0% | calorific value
[28 empty] | Total |  | per m²
|  |  | Net heat need |  |  |  |  | 6018.1597 |  | 9975.2077 |  | 801.8095 |  | 8711.6135 |  | 22025.6786 |  | 13542.419 |  | 0 |  | 0 |  | 0 |  | 0 |  | 61074.8879 |  | 146.8466
|  |  | Produced heat |  |  |  |  | 7080.1878 |  | 11735.5384 |  | 943.3053 |  | 10248.9571 |  | 25912.563 |  | 15932.2576 |  | 0 |  | 0 |  | 0 |  | 0 |  | 71852.8093 |  | 172.7607
|  |  | Gas |  |  |  | 1 | 0 |  | 0 |  | 0 |  | 0 |  | 0 |  | 0 |  | 0 |  | 0 |  | 0 |  | 0 |  | 0 |  | 0
|  |  | Oil |  |  |  | 1 | 0 |  | 0 |  | 0 |  | 0 |  | 0 |  | 0 |  | 0 |  | 0 |  | 0 |  | 0 |  | 0 |  | 0
|  |  | Coal |  |  |  | 1 | 0 |  | 0 |  | 0 |  | 0 |  | 0 |  | 0 |  | 0 |  | 0 |  | 0 |  | 0 |  | 0 |  | 0
|  |  | Bio |  |  |  | 1 | 0 |  | 0 |  | 0 |  | 0 |  | 0 |  | 0 |  | 0 |  | 0 |  | 0 |  | 0 |  | 0 |  | 0
|  |  | DH |  |  |  |  | 7221.7916 |  | 11970.2492 |  | 962.1714 |  | 10453.9363 |  | 26430.8143 |  | 16250.9027 |  | 0 |  | 0 |  | 0 |  | 0 |  | 73289.8655 |  | 176.2159
|  |  | El |  |  |  |  | 0 |  | 0 |  | 0 |  | 0 |  | 0 |  | 0 |  | 0 |  | 0 |  | 0 |  | 0 |  | 0 |  | 0
|  |  | Other / not specified |  |  |  |  | 0 |  | 0 |  | 0 |  | 0 |  | 0 |  | 0 |  | 0 |  | 0 |  | 0 |  | 0 |  | 0 |  | 0
|  |  | Sum final energy |  |  |  |  | 7221.7916 |  | 11970.2492 |  | 962.1714 |  | 10453.9363 |  | 26430.8143 |  | 16250.9027 |  | 0 |  | 0 |  | 0 |  | 0 |  | 73289.8655 |  | 176.2159
|  |  | per m² |  |  |  |  | 175.6507 |  | 158.0202 |  | 177.6273 |  | 191.3263 |  | 186.4773 |  | 167.1044
|  |  | CHP electr. production |  |  |  |  | 0 |  | 0 |  | 0 |  | 0 |  | 0 |  | 0 |  | 0 |  | 0 |  | 0 |  | 0 |  | 0 |  | 0
| Version: |  | 2016-01-21
| TABULA Average Buildings | [29 empty] | EPISCOPE Monitoring Indicators
[5 empty] | Building Stock |  |  |  | DE | National |  |  | German residential building stock | [15 empty] | Year | 2009
[5 empty] | Details |  |  |  | IWU Model, representing the year 2009, elaborated in 2015 / Source: EPISCOPE national report (2015) | German residential building stock | German residential building stock | German residential building stock | German residential building stock | German residential building stock | German residential building stock | German residential building stock | German residential building stock | German residential building stock | German residential building stock | German residential building stock | German residential building stock | German residential building stock | German residential building stock | German residential building stock | German residential building stock | German residential building stock | German residential building stock | German residential building stock | German residential building stock | German residential building stock | German residential building stock
|  |  | Annotations to this sheet | [5 empty] | Simplification: percentages of heat supply systems from national statistics are considered equal to fractions of produced heat
[10 empty] | 1 |  | 2 |  | 3 |  | 4 |  | 5 |  | 6 |  | 7 |  | 8 |  | 9 |  | 10
|  |  | Building type / label | [6 empty] | SUH I |  | SUH II |  | SUH III |  | MUH I |  | MUH II |  | MUH III
|  |  |  | Building size category | [5 empty] | single-unit housing |  | single-unit housing |  | single-unit housing |  | multi-unit housing |  | multi-unit housing |  | multi-unit housing
|  |  |  | Construction time band | [5 empty] | … 1978 |  | 1979 … 1994 |  | 1995 … |  | … 1978 |  | 1979 … 1994 |  | 1995 …
|  | General Data | [5 empty] | Total
|  |  | Number of buildings |  |  |  |  | 18658.5398 | 0 | 9489.7641 | 0 | 3041.0275 | 0 | 2991.9497 | 0 | 2432.4823 | 0 | 407.0494 | 0 | 296.2666 | 0 | 0 | 0 | 0 | 0 | 0 | 0 | 0 | 0 | 10^3
|  |  | Number of dwellings |  |  |  |  | 38584.956 | 0 | 11464.747 | 0 | 3352.076 | 0 | 3127.778 | 0 | 14743.786 | 0 | 3548.405 | 0 | 2348.164 | 0 | 0 | 0 | 0 | 0 | 0 | 0 | 0 | 0 | 10^3
|  |  | Floor area national | [6 empty] | 1268.7815 | 0 | 417.5331 | 0 | 408.9995 | 0 | 1003.1557 | 0 | 247.9338 | 0 | 175.5676 | 0 | 0 | 0 | 0 | 0 | 0 | 0 | 0 | 0 | 10^6 m²
|  |  | Floor area TABULA |  |  |  |  | 3874.1683 | 0 | 1395.6596 | 0 | 459.2864 | 0 | 449.8995 | 0 | 1103.4713 | 0 | 272.7272 | 0 | 193.1244 | 0 | 0 | 0 | 0 | 0 | 0 | 0 | 0 | 0 | 10^6 m²
Building Insulation
Original state / not refurbished fraction of the envelope area
U-values of the original state
|  |  |  | Roof | [5 empty] | 1 |  | 0.44 |  | 0.33 |  | 1.09 |  | 0.45 |  | 0.34 |  | 0 |  | 0 |  | 0 |  | 0 |  | W/(m²K)
|  |  |  | Wall | [5 empty] | 1.4 |  | 0.6 |  | 0.28 |  | 1.35 |  | 0.68 |  | 0.39 |  | 0 |  | 0 |  | 0 |  | 0 |  | W/(m²K)
|  |  |  | Window | [5 empty] | 2.7 |  | 2.7 |  | 1.6 |  | 2.7 |  | 2.7 |  | 1.6 |  | 0 |  | 0 |  | 0 |  | 0 |  | W/(m²K)
|  |  |  | Floor | [5 empty] | 1.24 |  | 0.68 |  | 0.41 |  | 1.45 |  | 0.69 |  | 0.43 |  | 0 |  | 0 |  | 0 |  | 0 |  | W/(m²K)
Refubishments (averages)
Refurbished fraction of envelope areas
|  |  |  | Roof | [5 empty] | 47% |  | 24% |  | 0% |  | 48% |  | 23% |  | 0% |  | 0% |  | 0% |  | 0% |  | 0%
|  |  |  | Wall | [5 empty] | 20% |  | 7% |  | 0% |  | 26% |  | 15% |  | 0% |  | 0% |  | 0% |  | 0% |  | 0%
|  |  |  | Window | [5 empty] | 36% |  | 12% |  | 0% |  | 45% |  | 24% |  | 0% |  | 0% |  | 0% |  | 0% |  | 0%
|  |  |  | Floor | [5 empty] | 10% |  | 3% |  | 0% |  | 11% |  | 7% |  | 0% |  | 0% |  | 0% |  | 0% |  | 0%
|  |  |  | Total (indicative) | [5 empty] | 26.62% |  | 11.54% |  | 0% |  | 30.32% |  | 16.3% |  | 0% |  | 0% |  | 0% |  | 0% |  | 0%
U-values of the refurbished fraction (averages)
|  |  |  | Roof | [5 empty] | 0.27717 |  | 0.27717 |  | 0 |  | 0.27717 |  | 0.27717 |  | 0 |  | 0 |  | 0 |  | 0 |  | 0 |  | W/(m²K)
|  |  |  | Wall | [5 empty] | 0.37244 |  | 0.37244 |  | 0 |  | 0.37244 |  | 0.37244 |  | 0 |  | 0 |  | 0 |  | 0 |  | 0 |  | W/(m²K)
|  |  |  | Window | [5 empty] | 1.6 |  | 1.6 |  | 0 |  | 1.6 |  | 1.6 |  | 0 |  | 0 |  | 0 |  | 0 |  | 0 |  | W/(m²K)
|  |  |  | Floor | [5 empty] | 0.39077 |  | 0.39077 |  | 0 |  | 0.39077 |  | 0.39077 |  | 0 |  | 0 |  | 0 |  | 0 |  | 0 |  | W/(m²K)
Main Heat Supply Systems
Ventilation Systems with Heat Recovery
|  |  |  | Occurances | [5 empty] | 0% | 0% | 0% | 0% | 0% | 0% | 0% | 0% | 0% | 0% | 0% | 0% | 0% | 0% | 0% | 0% | 0% | 0% | 0% | 0%
Heating Systems
Occurances or Fractions of Produced Heat
|  |  | 1 | DH |  | TS |  |  | C | 1.312% | 0% | 2.069% | 0% | 3.198% | 0% | 11.75% | 0% | 21.98% | 0% | 11.29% | 0% |  | 0% |  | 0% |  | 0% |  | 0%
|  |  | 2 | Gas |  | B_NC_LT |  |  | C | 40.85% | 0% | 43.28% | 0% | 58.99% | 0% | 51.4% | 0% | 61.29% | 0% | 75.81% | 0% |  | 0% |  | 0% |  | 0% |  | 0%
|  |  | 3 | Oil |  | B_NC_LT |  |  | C | 36.91% | 0% | 36.53% | 0% | 16.61% | 0% | 25.06% | 0% | 12.57% | 0% | 5.061% | 0% |  | 0% |  | 0% |  | 0% |  | 0%
|  |  | 4 | Bio |  | B_WP |  |  | C | 3.841% | 0% | 2.699% | 0% | 2.577% | 0% | 2.252% | 0% | 0.4951% | 0% | 3.114% | 0% |  | 0% |  | 0% |  | 0% |  | 0%
|  |  | 5 | El |  | HP_Air |  |  | C | 0.9369% | 0% | 1.529% | 0% | 5.42% | 0% | 1.273% | 0% | 0% | 0% | 1.362% | 0% |  | 0% |  | 0% |  | 0% |  | 0%
|  |  | 6 | Gas |  | G_SH |  |  | D | 1.312% | 0% | 0% | 0% | 0% | 0% | 1.175% | 0% | 0.09901% | 0% | 0% | 0% |  | 0% |  | 0% |  | 0% |  | 0%
|  |  | 7 | Oil |  | Stove_L |  |  | D | 1.312% | 0% | 0.2699% | 0% | 0.1777% | 0% | 0.8811% | 0% | 0.09901% | 0% | 0% | 0% |  | 0% |  | 0% |  | 0% |  | 0%
|  |  | 8 | Bio |  | Stove_S |  |  | D | 3.56% | 0% | 0.2699% | 0% | 0.7108% | 0% | 1.273% | 0% | 0% | 0% | 0% | 0% |  | 0% |  | 0% |  | 0% |  | 0%
|  |  | 9 | Coal |  | Stove_S |  |  | D | 0.6558% | 0% | 0% | 0% | 0% | 0% | 0.5874% | 0% | 0% | 0% | 0% | 0% |  | 0% |  | 0% |  | 0% |  | 0%
|  |  | 10 | El |  | E_SH |  |  | D | 2.717% | 0% | 3.329% | 0% | 1.155% | 0% | 2.056% | 0% | 2.475% | 0% | 0.3893% | 0% |  | 0% |  | 0% |  | 0% |  | 0%
|  |  | 11 | Bio_Wood |  | Stove_S |  |  | D | 5.576% | 0% | 8.35% | 0% | 7.164% | 0% | 1.924% | 0% | 0.8% | 0% | 1.141% | 0% |  | 0% |  | 0% |  | 0% |  | 0%
|  |  | 12 | El |  | Vent_Rec |  |  | C | 0.7331% | 0% | 1.677% | 0% | 3.419% | 0% | 0.139% | 0% | 0.1431% | 0% | 0.9674% | 0% |  | 0% |  | 0% |  | 0% |  | 0%
|  |  | 13 | - |  | Solar |  |  | D | 0.00198% | 0% | 0.002965% | 0% | 0.5707% | 0% | 0.03588% | 0% | 0.04409% | 0% | 0.5706% | 0% |  | 0% |  | 0% |  | 0% |  | 0%
|  |  | 14 | [7 empty] | 0% |  | 0% |  | 0% |  | 0% |  | 0% |  | 0% |  | 0% |  | 0% |  | 0% |  | 0%
|  |  | 15 | [7 empty] | 0% |  | 0% |  | 0% |  | 0% |  | 0% |  | 0% |  | 0% |  | 0% |  | 0% |  | 0%
|  |  | 16 | [7 empty] | 0% |  | 0% |  | 0% |  | 0% |  | 0% |  | 0% |  | 0% |  | 0% |  | 0% |  | 0%
|  |  | 17 | [7 empty] | 0% |  | 0% |  | 0% |  | 0% |  | 0% |  | 0% |  | 0% |  | 0% |  | 0% |  | 0%
|  |  | 18 | [7 empty] | 0% |  | 0% |  | 0% |  | 0% |  | 0% |  | 0% |  | 0% |  | 0% |  | 0% |  | 0%
|  |  | 19 | [7 empty] | 0% |  | 0% |  | 0% |  | 0% |  | 0% |  | 0% |  | 0% |  | 0% |  | 0% |  | 0%
|  |  | 20 | [7 empty] | 0% |  | 0% |  | 0% |  | 0% |  | 0% |  | 0% |  | 0% |  | 0% |  | 0% |  | 0%
|  |  |  | Sum | [5 empty] | 99.72% | 0% | 100% | 0% | 100% | 0% | 99.8% | 0% | 100% | 0% | 99.71% | 0% |  | 0% |  | 0% |  | 0% |  | 0%
[5 empty] | thereof |  | central |  |  | 84.58% | 0% | 87.78% | 0% | 90.22% | 0% | 91.87% | 0% | 96.48% | 0% | 97.61% | 0% | 0% | 0% | 0% | 0% | 0% | 0% | 0% | 0%
[7 empty] | decentral |  |  | 15.13% | 0% | 12.22% | 0% | 9.778% | 0% | 7.932% | 0% | 3.517% | 0% | 2.101% | 0% | 0% | 0% | 0% | 0% | 0% | 0% | 0% | 0%
|  |  |  | Other Systems | [5 empty] | 0.2811% | 0% | 1.11e-14% | 0% | -2.22e-14% | 0% | 0.1958% | 0% | 0% | 0% | 0.292% | 0% |  | 0% |  | 0% |  | 0% |  | 0%
DHW Systems
Occurances or Fractions of Produced Heat
|  |  | 1 | DH |  | TS |  |  | C | 1.12% | 0% | 1.931% | 0% | 3.057% | 0% | 8.598% | 0% | 15.68% | 0% | 9.817% | 0% |  | 0% |  | 0% |  | 0% |  | 0%
|  |  | 2 | Gas |  | B_NC_LT |  |  | C | 34.87% | 0% | 40.38% | 0% | 56.38% | 0% | 37.62% | 0% | 43.73% | 0% | 65.93% | 0% |  | 0% |  | 0% |  | 0% |  | 0%
|  |  | 3 | Oil |  | B_NC_LT |  |  | C | 31.51% | 0% | 34.08% | 0% | 15.88% | 0% | 18.34% | 0% | 8.973% | 0% | 4.401% | 0% |  | 0% |  | 0% |  | 0% |  | 0%
|  |  | 4 | Bio |  | B_WP |  |  | C | 3.279% | 0% | 2.518% | 0% | 2.463% | 0% | 1.648% | 0% | 0.3533% | 0% | 2.708% | 0% |  | 0% |  | 0% |  | 0% |  | 0%
|  |  | 5 | El |  | HP_Air |  |  | C | 0.7997% | 0% | 1.427% | 0% | 5.18% | 0% | 0.9314% | 0% | 0% | 0% | 1.185% | 0% |  | 0% |  | 0% |  | 0% |  | 0%
|  |  | 6 | El |  | HP_Cellar |  |  | C | 0.4838% | 0% | 0.4695% | 0% | 0.5461% | 0% | 0% | 0% | 0% | 0% | 0% | 0% |  | 0% |  | 0% |  | 0% |  | 0%
|  |  | 7 | El |  | E_IWH |  |  | D | 18.58% | 0% | 7.887% | 0% | 5.37% | 0% | 25.18% | 0% | 28.76% | 0% | 12.98% | 0% |  | 0% |  | 0% |  | 0% |  | 0%
|  |  | 8 | Gas |  | G_IWH_NC |  |  | D | 2.467% | 0% | 0.2817% | 0% | 0.3641% | 0% | 6.07% | 0% | 0.7961% | 0% | 0.5857% | 0% |  | 0% |  | 0% |  | 0% |  | 0%
|  |  | 9 | Gas |  | G_Tank |  |  | D | 3.629% | 0% | 4.789% | 0% | 1.729% | 0% | 1.095% | 0% | 1.194% | 0% | 0% | 0% |  | 0% |  | 0% |  | 0% |  | 0%
|  |  | 10 | - |  | Solar |  |  | D | 3.24% | 0% | 6.103% | 0% | 8.985% | 0% | 0.4881% | 0% | 0.4903% | 0% | 2.389% | 0% |  | 0% |  | 0% |  | 0% |  | 0%
|  |  | 11 | [7 empty] | 0% |  | 0% |  | 0% |  | 0% |  | 0% |  | 0% |  | 0% |  | 0% |  | 0% |  | 0%
|  |  | 12 | [7 empty] | 0% |  | 0% |  | 0% |  | 0% |  | 0% |  | 0% |  | 0% |  | 0% |  | 0% |  | 0%
|  |  | 13 | [7 empty] | 0% |  | 0% |  | 0% |  | 0% |  | 0% |  | 0% |  | 0% |  | 0% |  | 0% |  | 0%
|  |  | 14 | [7 empty] | 0% |  | 0% |  | 0% |  | 0% |  | 0% |  | 0% |  | 0% |  | 0% |  | 0% |  | 0%
|  |  | 15 | [7 empty] | 0% |  | 0% |  | 0% |  | 0% |  | 0% |  | 0% |  | 0% |  | 0% |  | 0% |  | 0%
|  |  | 16 | [7 empty] | 0% |  | 0% |  | 0% |  | 0% |  | 0% |  | 0% |  | 0% |  | 0% |  | 0% |  | 0%
|  |  | 17 | [7 empty] | 0% |  | 0% |  | 0% |  | 0% |  | 0% |  | 0% |  | 0% |  | 0% |  | 0% |  | 0%
|  |  | 18 | [7 empty] | 0% |  | 0% |  | 0% |  | 0% |  | 0% |  | 0% |  | 0% |  | 0% |  | 0% |  | 0%
|  |  | 19 | [7 empty] | 0% |  | 0% |  | 0% |  | 0% |  | 0% |  | 0% |  | 0% |  | 0% |  | 0% |  | 0%
|  |  | 20 | [7 empty] | 0% |  | 0% |  | 0% |  | 0% |  | 0% |  | 0% |  | 0% |  | 0% |  | 0% |  | 0%
|  |  |  | Sum | [5 empty] | 99.97% | 0% | 99.86% | 0% | 99.96% | 0% | 99.96% | 0% | 99.98% | 0% | 99.99% | 0% |  | 0% |  | 0% |  | 0% |  | 0%
[5 empty] | thereof |  | central |  |  | 72.06% | 0% | 80.8% | 0% | 83.51% | 0% | 67.13% | 0% | 68.74% | 0% | 84.04% | 0% | 0% | 0% | 0% | 0% | 0% | 0% | 0% | 0%
[7 empty] | decentral |  |  | 27.91% | 0% | 19.06% | 0% | 16.45% | 0% | 32.83% | 0% | 31.24% | 0% | 15.96% | 0% | 0% | 0% | 0% | 0% | 0% | 0% | 0% | 0%
|  |  |  | Other Systems | [5 empty] | 0.02733% | 0% | 0.1354% | 0% | 0.04178% | 0% | 0.03582% | 0% | 0.01692% | 0% | 0.006735% | 0% |  | 0% |  | 0% |  | 0% |  | 0%
|  | Energy Balance | [16 empty] | All energy quantities in | GWh/a |  |  |  | Heating + DHW
Output of IWU Model, close to official statistics of sector, but not calibrated
[8 empty] | fuels related to |  |  | gross | 0% | calorific value
[28 empty] | Total |  | per m²
|  |  | Net heat need |  |  |  |  | 228377.1035 |  | 54576.5161 |  | 33100.7015 |  | 133543.7754 |  | 27588.299 |  | 13349.1314 |  | 0 |  | 0 |  | 0 |  | 0 |  | 490535.5268 |  | 126.617
|  |  | Produced heat |  |  |  |  | 258629.5565 |  | 64054.5963 |  | 39497.0379 |  | 155243.2361 |  | 32752.2542 |  | 17029.5355 |  | 0 |  | 0 |  | 0 |  | 0 |  | 567206.2166 |  | 146.4072
|  |  | Gas |  |  |  | 1.087 | 128534.4893 |  | 33174.7844 |  | 27121.9332 |  | 94550.6689 |  | 22751.9907 |  | 14719.2619 |  | 0 |  | 0 |  | 0 |  | 0 |  | 320853.1284 |  | 82.8186
|  |  | Oil |  |  |  | 1.0526 | 111650.7221 |  | 27172.9845 |  | 7572.5876 |  | 44508.8299 |  | 4603.7915 |  | 958.2848 |  | 0 |  | 0 |  | 0 |  | 0 |  | 196467.2004 |  | 50.7121
|  |  | Coal |  |  |  | 1.0526 | 2334.4852 |  | 0 |  | 0 |  | 884.3146 |  | 0 |  | 0 |  | 0 |  | 0 |  | 0 |  | 0 |  | 3218.7998 |  | 0.83084
|  |  | Bio |  |  |  | 1.0526 | 35537.7962 |  | 7791.7033 |  | 4150.9843 |  | 8800.233 |  | 458.8029 |  | 816.9095 |  | 0 |  | 0 |  | 0 |  | 0 |  | 57556.4291 |  | 14.8565
|  |  | DH |  |  |  |  | 3562.9972 |  | 1438.3918 |  | 1491.1306 |  | 18472.3997 |  | 7115.2431 |  | 1948.1367 |  | 0 |  | 0 |  | 0 |  | 0 |  | 34028.2992 |  | 8.7834
|  |  | El |  |  |  |  | 13145.1391 |  | 3401.7489 |  | 2433.2042 |  | 9248.6945 |  | 2221.7613 |  | 899.3943 |  | 0 |  | 0 |  | 0 |  | 0 |  | 31349.9423 |  | 8.092
|  |  | Other / not specified |  |  |  |  | 0 |  | 0 |  | 0 |  | 0 |  | 0 |  | 0 |  | 0 |  | 0 |  | 0 |  | 0 |  | 0 |  | 0
|  |  | Sum final energy |  |  |  |  | 294765.6292 |  | 72979.6129 |  | 42769.84 |  | 176465.1407 |  | 37151.5893 |  | 19341.9873 |  | 0 |  | 0 |  | 0 |  | 0 |  | 643473.7993 |  | 166.0934
|  |  | per m² |  |  |  |  | 211.2017 |  | 158.8978 |  | 95.0653 |  | 159.9182 |  | 136.2225 |  | 100.153
|  |  | CHP electr. production |  |  |  |  | 0 |  | 0 |  | 0 |  | 0 |  | 0 |  | 0 |  | 0 |  | 0 |  | 0 |  | 0 |  | 0 |  | 0
| Version: |  | 2015-11-20 15:33
| TABULA Average Buildings | [29 empty] | EPISCOPE Monitoring Indicators
[5 empty] | Building Stock |  |  |  | DK | Local |  |  | ProjectZero at municipality of Sønderborg, Denmark | [15 empty] | Year | 2015
[5 empty] | Details |  |  |  | Case study ProjectZero at municipality of Sønderborg, SBi model | ProjectZero at municipality of Sønderborg, Denmark | ProjectZero at municipality of Sønderborg, Denmark | ProjectZero at municipality of Sønderborg, Denmark | ProjectZero at municipality of Sønderborg, Denmark | ProjectZero at municipality of Sønderborg, Denmark | ProjectZero at municipality of Sønderborg, Denmark | ProjectZero at municipality of Sønderborg, Denmark | ProjectZero at municipality of Sønderborg, Denmark | ProjectZero at municipality of Sønderborg, Denmark | ProjectZero at municipality of Sønderborg, Denmark | ProjectZero at municipality of Sønderborg, Denmark | ProjectZero at municipality of Sønderborg, Denmark | ProjectZero at municipality of Sønderborg, Denmark | ProjectZero at municipality of Sønderborg, Denmark | ProjectZero at municipality of Sønderborg, Denmark | ProjectZero at municipality of Sønderborg, Denmark | ProjectZero at municipality of Sønderborg, Denmark | ProjectZero at municipality of Sønderborg, Denmark | ProjectZero at municipality of Sønderborg, Denmark | ProjectZero at municipality of Sønderborg, Denmark | ProjectZero at municipality of Sønderborg, Denmark | ProjectZero at municipality of Sønderborg, Denmark
Annotations to this sheet
[10 empty] | 1 |  | 2 |  | 3 |  | 4 |  | 5 |  | 6 |  | 7 |  | 8 |  | 9 |  | 10
|  |  | Building type / label | [6 empty] | SFH I |  | SFH II |  | SFH III |  | MFH I
Building size category
Construction time band
|  | General Data | [5 empty] | Total
|  |  | Number of buildings |  |  |  |  | 363.5139 | 0 | 316.4398 | 0 | 37.0687 | 0 | 3.0054 | 0 | 7 | 0 | 0 | 0 | 0 | 0 | 0 | 0 | 0 | 0 | 0 | 0 | 0 | 0 | 10^0
|  |  | Number of dwellings |  |  |  |  | 387 | 0 | 325 | 0 | 37 | 0 | 3 | 0 | 22 | 0 | 0 | 0 | 0 | 0 | 0 | 0 | 0 | 0 | 0 | 0 | 0 | 0 | 10^0
|  |  | Floor area national | [6 empty] | 52.529 | 0 | 5.931 | 0 | 0.559 | 0 | 2.359 | 0 | 0 | 0 | 0 | 0 | 0 | 0 | 0 | 0 | 0 | 0 | 0 | 0 | 10^3 m²
|  |  | Floor area TABULA |  |  |  |  | 52.1713 | 0 | 44.6497 | 0 | 5.0413 | 0 | 0.47515 | 0 | 2.0051 | 0 | 0 | 0 | 0 | 0 | 0 | 0 | 0 | 0 | 0 | 0 | 0 | 0 | 10^3 m²
Building Insulation
Original state / not refurbished fraction of the envelope area
U-values of the original state
|  |  |  | Roof | [5 empty] | 0.3 |  | 0.2 |  | 0.16 |  | 0.6 |  | 0 |  | 0 |  | 0 |  | 0 |  | 0 |  | 0 |  | W/(m²K)
|  |  |  | Wall | [5 empty] | 0.7 |  | 0.4 |  | 0.35 |  | 1.4 |  | 0 |  | 0 |  | 0 |  | 0 |  | 0 |  | 0 |  | W/(m²K)
|  |  |  | Window | [5 empty] | 2.6 |  | 2.4 |  | 1.8 |  | 2.7 |  | 0 |  | 0 |  | 0 |  | 0 |  | 0 |  | 0 |  | W/(m²K)
|  |  |  | Floor | [5 empty] | 0.35 |  | 0.25 |  | 0.2 |  | 0.6 |  | 0 |  | 0 |  | 0 |  | 0 |  | 0 |  | 0 |  | W/(m²K)
Refubishments (averages)
Refurbished fraction of envelope areas
|  |  |  | Roof | [5 empty] | 0% |  | 0% |  | 0% |  | 0% |  | 0% |  | 0% |  | 0% |  | 0% |  | 0% |  | 0%
|  |  |  | Wall | [5 empty] | 0% |  | 0% |  | 0% |  | 0% |  | 0% |  | 0% |  | 0% |  | 0% |  | 0% |  | 0%
|  |  |  | Window | [5 empty] | 0% |  | 0% |  | 0% |  | 0% |  | 0% |  | 0% |  | 0% |  | 0% |  | 0% |  | 0%
|  |  |  | Floor | [5 empty] | 0% |  | 0% |  | 0% |  | 0% |  | 0% |  | 0% |  | 0% |  | 0% |  | 0% |  | 0%
|  |  |  | Total (indicative) | [5 empty] | 0% |  | 0% |  | 0% |  | 0% |  | 0% |  | 0% |  | 0% |  | 0% |  | 0% |  | 0%
U-values of the refurbished fraction (averages)
|  |  |  | Roof | [5 empty] | 0 |  | 0 |  | 0 |  | 0 |  | 0 |  | 0 |  | 0 |  | 0 |  | 0 |  | 0 |  | W/(m²K)
|  |  |  | Wall | [5 empty] | 0 |  | 0 |  | 0 |  | 0 |  | 0 |  | 0 |  | 0 |  | 0 |  | 0 |  | 0 |  | W/(m²K)
|  |  |  | Window | [5 empty] | 0 |  | 0 |  | 0 |  | 0 |  | 0 |  | 0 |  | 0 |  | 0 |  | 0 |  | 0 |  | W/(m²K)
|  |  |  | Floor | [5 empty] | 0 |  | 0 |  | 0 |  | 0 |  | 0 |  | 0 |  | 0 |  | 0 |  | 0 |  | 0 |  | W/(m²K)
Main Heat Supply Systems
Ventilation Systems with Heat Recovery
|  |  |  | Occurances | [5 empty] | 0% | 0% | 0% | 0% | 0% | 0% | 0% | 0% | 0% | 0% | 0% | 0% | 0% | 0% | 0% | 0% | 0% | 0% | 0% | 0%
Heating Systems
Occurances or Fractions of Produced Heat
|  |  | 1 | DH |  | TS |  |  | C | 40.63% | 0% | 40.2% | 0% | 0% | 0% | 94.78% | 0% |  | 0% |  | 0% |  | 0% |  | 0% |  | 0% |  | 0%
|  |  | 2 | Gas |  | B_NC |  |  | C | 40.76% | 0% | 59.8% | 0% | 56.22% | 0% | 5.225% | 0% |  | 0% |  | 0% |  | 0% |  | 0% |  | 0% |  | 0%
|  |  | 3 | Oil |  | B_NC |  |  | C | 18.62% | 0% | 0% | 0% | 43.78% | 0% | 0% | 0% |  | 0% |  | 0% |  | 0% |  | 0% |  | 0% |  | 0%
|  |  | 4 | [7 empty] | 0% |  | 0% |  | 0% |  | 0% |  | 0% |  | 0% |  | 0% |  | 0% |  | 0% |  | 0%
|  |  | 5 | [7 empty] | 0% |  | 0% |  | 0% |  | 0% |  | 0% |  | 0% |  | 0% |  | 0% |  | 0% |  | 0%
|  |  | 6 | [7 empty] | 0% |  | 0% |  | 0% |  | 0% |  | 0% |  | 0% |  | 0% |  | 0% |  | 0% |  | 0%
|  |  | 7 | [7 empty] | 0% |  | 0% |  | 0% |  | 0% |  | 0% |  | 0% |  | 0% |  | 0% |  | 0% |  | 0%
|  |  | 8 | [7 empty] | 0% |  | 0% |  | 0% |  | 0% |  | 0% |  | 0% |  | 0% |  | 0% |  | 0% |  | 0%
|  |  | 9 | [7 empty] | 0% |  | 0% |  | 0% |  | 0% |  | 0% |  | 0% |  | 0% |  | 0% |  | 0% |  | 0%
|  |  | 10 | [7 empty] | 0% |  | 0% |  | 0% |  | 0% |  | 0% |  | 0% |  | 0% |  | 0% |  | 0% |  | 0%
|  |  | 11 | [7 empty] | 0% |  | 0% |  | 0% |  | 0% |  | 0% |  | 0% |  | 0% |  | 0% |  | 0% |  | 0%
|  |  | 12 | [7 empty] | 0% |  | 0% |  | 0% |  | 0% |  | 0% |  | 0% |  | 0% |  | 0% |  | 0% |  | 0%
|  |  | 13 | [7 empty] | 0% |  | 0% |  | 0% |  | 0% |  | 0% |  | 0% |  | 0% |  | 0% |  | 0% |  | 0%
|  |  | 14 | [7 empty] | 0% |  | 0% |  | 0% |  | 0% |  | 0% |  | 0% |  | 0% |  | 0% |  | 0% |  | 0%
|  |  | 15 | [7 empty] | 0% |  | 0% |  | 0% |  | 0% |  | 0% |  | 0% |  | 0% |  | 0% |  | 0% |  | 0%
|  |  | 16 | [7 empty] | 0% |  | 0% |  | 0% |  | 0% |  | 0% |  | 0% |  | 0% |  | 0% |  | 0% |  | 0%
|  |  | 17 | [7 empty] | 0% |  | 0% |  | 0% |  | 0% |  | 0% |  | 0% |  | 0% |  | 0% |  | 0% |  | 0%
|  |  | 18 | [7 empty] | 0% |  | 0% |  | 0% |  | 0% |  | 0% |  | 0% |  | 0% |  | 0% |  | 0% |  | 0%
|  |  | 19 | [7 empty] | 0% |  | 0% |  | 0% |  | 0% |  | 0% |  | 0% |  | 0% |  | 0% |  | 0% |  | 0%
|  |  | 20 | [7 empty] | 0% |  | 0% |  | 0% |  | 0% |  | 0% |  | 0% |  | 0% |  | 0% |  | 0% |  | 0%
|  |  |  | Sum | [5 empty] | 100% | 0% | 100% | 0% | 100% | 0% | 100% | 0% |  | 0% |  | 0% |  | 0% |  | 0% |  | 0% |  | 0%
[5 empty] | thereof |  | central |  |  | 100% | 0% | 100% | 0% | 100% | 0% | 100% | 0% | 0% | 0% | 0% | 0% | 0% | 0% | 0% | 0% | 0% | 0% | 0% | 0%
[7 empty] | decentral |  |  | 0% | 0% | 0% | 0% | 0% | 0% | 0% | 0% | 0% | 0% | 0% | 0% | 0% | 0% | 0% | 0% | 0% | 0% | 0% | 0%
|  |  |  | Other Systems | [5 empty] | 0% | 0% | 0% | 0% | 0% | 0% | 0% | 0% |  | 0% |  | 0% |  | 0% |  | 0% |  | 0% |  | 0%
DHW Systems
Occurances or Fractions of Produced Heat
|  |  | 1 | DH |  | TS |  |  | C | 40.63% | 0% | 40.2% | 0% | 0% | 0% | 94.78% | 0% |  | 0% |  | 0% |  | 0% |  | 0% |  | 0% |  | 0%
|  |  | 2 | Gas |  | B_NC_CT |  |  | C | 40.76% | 0% | 59.8% | 0% | 56.22% | 0% | 5.225% | 0% |  | 0% |  | 0% |  | 0% |  | 0% |  | 0% |  | 0%
|  |  | 3 | Oil |  | B_NC_CT |  |  | C | 18.62% | 0% | 0% | 0% | 43.78% | 0% | 0% | 0% |  | 0% |  | 0% |  | 0% |  | 0% |  | 0% |  | 0%
|  |  | 4 | [7 empty] | 0% |  | 0% |  | 0% |  | 0% |  | 0% |  | 0% |  | 0% |  | 0% |  | 0% |  | 0%
|  |  | 5 | [7 empty] | 0% |  | 0% |  | 0% |  | 0% |  | 0% |  | 0% |  | 0% |  | 0% |  | 0% |  | 0%
|  |  | 6 | [7 empty] | 0% |  | 0% |  | 0% |  | 0% |  | 0% |  | 0% |  | 0% |  | 0% |  | 0% |  | 0%
|  |  | 7 | [7 empty] | 0% |  | 0% |  | 0% |  | 0% |  | 0% |  | 0% |  | 0% |  | 0% |  | 0% |  | 0%
|  |  | 8 | [7 empty] | 0% |  | 0% |  | 0% |  | 0% |  | 0% |  | 0% |  | 0% |  | 0% |  | 0% |  | 0%
|  |  | 9 | [7 empty] | 0% |  | 0% |  | 0% |  | 0% |  | 0% |  | 0% |  | 0% |  | 0% |  | 0% |  | 0%
|  |  | 10 | [7 empty] | 0% |  | 0% |  | 0% |  | 0% |  | 0% |  | 0% |  | 0% |  | 0% |  | 0% |  | 0%
|  |  | 11 | [7 empty] | 0% |  | 0% |  | 0% |  | 0% |  | 0% |  | 0% |  | 0% |  | 0% |  | 0% |  | 0%
|  |  | 12 | [7 empty] | 0% |  | 0% |  | 0% |  | 0% |  | 0% |  | 0% |  | 0% |  | 0% |  | 0% |  | 0%
|  |  | 13 | [7 empty] | 0% |  | 0% |  | 0% |  | 0% |  | 0% |  | 0% |  | 0% |  | 0% |  | 0% |  | 0%
|  |  | 14 | [7 empty] | 0% |  | 0% |  | 0% |  | 0% |  | 0% |  | 0% |  | 0% |  | 0% |  | 0% |  | 0%
|  |  | 15 | [7 empty] | 0% |  | 0% |  | 0% |  | 0% |  | 0% |  | 0% |  | 0% |  | 0% |  | 0% |  | 0%
|  |  | 16 | [7 empty] | 0% |  | 0% |  | 0% |  | 0% |  | 0% |  | 0% |  | 0% |  | 0% |  | 0% |  | 0%
|  |  | 17 | [7 empty] | 0% |  | 0% |  | 0% |  | 0% |  | 0% |  | 0% |  | 0% |  | 0% |  | 0% |  | 0%
|  |  | 18 | [7 empty] | 0% |  | 0% |  | 0% |  | 0% |  | 0% |  | 0% |  | 0% |  | 0% |  | 0% |  | 0%
|  |  | 19 | [7 empty] | 0% |  | 0% |  | 0% |  | 0% |  | 0% |  | 0% |  | 0% |  | 0% |  | 0% |  | 0%
|  |  | 20 | [7 empty] | 0% |  | 0% |  | 0% |  | 0% |  | 0% |  | 0% |  | 0% |  | 0% |  | 0% |  | 0%
|  |  |  | Sum | [5 empty] | 100% | 0% | 100% | 0% | 100% | 0% | 100% | 0% |  | 0% |  | 0% |  | 0% |  | 0% |  | 0% |  | 0%
[5 empty] | thereof |  | central |  |  | 100% | 0% | 100% | 0% | 100% | 0% | 100% | 0% | 0% | 0% | 0% | 0% | 0% | 0% | 0% | 0% | 0% | 0% | 0% | 0%
[7 empty] | decentral |  |  | 0% | 0% | 0% | 0% | 0% | 0% | 0% | 0% | 0% | 0% | 0% | 0% | 0% | 0% | 0% | 0% | 0% | 0% | 0% | 0%
|  |  |  | Other Systems | [5 empty] | 1.11e-14% | 0% | 0% | 0% | 0% | 0% | 0% | 0% |  | 0% |  | 0% |  | 0% |  | 0% |  | 0% |  | 0%
|  | Energy Balance | [16 empty] | All energy quantities in | MWh/a |  |  |  | Heating + DHW
[8 empty] | fuels related to |  |  | gross | 0% | calorific value
[28 empty] | Total |  | per m²
|  |  | Net heat need |  |  |  |  | 4874.8448 |  | 433.0448 |  | 47.128 |  | 198.9448 |  | 0 |  | 0 |  | 0 |  | 0 |  | 0 |  | 0 |  | 5553.9624 |  | 106.4563
|  |  | Produced heat |  |  |  |  | 5416.4942 |  | 481.1609 |  | 52.3644 |  | 221.0498 |  | 0 |  | 0 |  | 0 |  | 0 |  | 0 |  | 0 |  | 6171.0693 |  | 118.2848
|  |  | Gas |  |  |  | 1.087 | 2599.092 |  | 335.5251 |  | 36.4435 |  | 12.8652 |  | 0 |  | 0 |  | 0 |  | 0 |  | 0 |  | 0 |  | 2983.9258 |  | 57.1948
|  |  | Oil |  |  |  | 1.0526 | 1149.7389 |  | 0 |  | 27.4789 |  | 0 |  | 0 |  | 0 |  | 0 |  | 0 |  | 0 |  | 0 |  | 1177.2179 |  | 22.5645
|  |  | Coal |  |  |  | 1.0526 | 0 |  | 0 |  | 0 |  | 0 |  | 0 |  | 0 |  | 0 |  | 0 |  | 0 |  | 0 |  | 0 |  | 0
|  |  | Bio |  |  |  | 1.0526 | 0 |  | 0 |  | 0 |  | 0 |  | 0 |  | 0 |  | 0 |  | 0 |  | 0 |  | 0 |  | 0 |  | 0
|  |  | DH |  |  |  |  | 2383.706 |  | 207.496 |  | 0 |  | 214.6912 |  | 0 |  | 0 |  | 0 |  | 0 |  | 0 |  | 0 |  | 2805.8932 |  | 53.7823
|  |  | El |  |  |  |  | 0 |  | 0 |  | 0 |  | 0 |  | 0 |  | 0 |  | 0 |  | 0 |  | 0 |  | 0 |  | 0 |  | 0
|  |  | Other / not specified |  |  |  |  | 0 |  | 0 |  | 0 |  | 0 |  | 0 |  | 0 |  | 0 |  | 0 |  | 0 |  | 0 |  | 0 |  | 0
|  |  | Sum final energy |  |  |  |  | 6132.5369 |  | 543.0211 |  | 63.9224 |  | 227.5564 |  | 0 |  | 0 |  | 0 |  | 0 |  | 0 |  | 0 |  | 6967.0369 |  | 133.5416
|  |  | per m² |  |  |  |  | 137.3479 |  | 107.7134 |  | 134.531 |  | 113.486
|  |  | CHP electr. production |  |  |  |  | 0 |  | 0 |  | 0 |  | 0 |  | 0 |  | 0 |  | 0 |  | 0 |  | 0 |  | 0 |  | 0 |  | 0
| Version: |  | 2016-01-21
| TABULA Average Buildings | [29 empty] | EPISCOPE Monitoring Indicators
[5 empty] | Building Stock |  |  |  | DK | National |  |  | Danish residential building stock 2014 | [15 empty] | Year | 2015
[5 empty] | Details |  |  |  | SBi Model of the Danish residential building stock 2014 / Source: Synthesis Report N° 3 (2015) | Danish residential building stock 2014 | Danish residential building stock 2014 | Danish residential building stock 2014 | Danish residential building stock 2014 | Danish residential building stock 2014 | Danish residential building stock 2014 | Danish residential building stock 2014 | Danish residential building stock 2014 | Danish residential building stock 2014 | Danish residential building stock 2014 | Danish residential building stock 2014 | Danish residential building stock 2014 | Danish residential building stock 2014 | Danish residential building stock 2014 | Danish residential building stock 2014 | Danish residential building stock 2014 | Danish residential building stock 2014 | Danish residential building stock 2014 | Danish residential building stock 2014 | Danish residential building stock 2014 | Danish residential building stock 2014 | Danish residential building stock 2014
Annotations to this sheet
[10 empty] | 1 |  | 2 |  | 3 |  | 4 |  | 5 |  | 6 |  | 7 |  | 8 |  | 9 |  | 10
|  |  | Building type / label | [6 empty] | SFH I |  | SFH II |  | SFH III |  | MFH I |  | MFH II |  | MFH III
Building size category
Construction time band
|  | General Data | [5 empty] | Total
|  |  | Number of buildings |  |  |  |  | 1538.0728 | 0 | 1136.3363 | 0 | 207.3444 | 0 | 133.99 | 0 | 45.3929 | 0 | 8.954 | 0 | 6.0552 | 0 | 0 | 0 | 0 | 0 | 0 | 0 | 0 | 0 | 10^3
|  |  | Number of dwellings |  |  |  |  | 1526.284 | 0 | 1110.702 | 0 | 208.806 | 0 | 118.787 | 0 | 74.315 | 0 | 8.647 | 0 | 5.027 | 0 | 0 | 0 | 0 | 0 | 0 | 0 | 0 | 0 | 10^3
|  |  | Floor area national | [6 empty] | 161.5048 | 0 | 31.1479 | 0 | 21.3935 | 0 | 67.9835 | 0 | 7.9577 | 0 | 6.4593 | 0 | 0 | 0 | 0 | 0 | 0 | 0 | 0 | 0 | 10^6 m²
|  |  | Floor area TABULA |  |  |  |  | 251.9796 | 0 | 137.279 | 0 | 26.4757 | 0 | 18.1845 | 0 | 57.786 | 0 | 6.764 | 0 | 5.4904 | 0 | 0 | 0 | 0 | 0 | 0 | 0 | 0 | 0 | 10^6 m²
Building Insulation
Original state / not refurbished fraction of the envelope area
U-values of the original state
|  |  |  | Roof | [5 empty] | 0.3 |  | 0.2 |  | 0.16 |  | 0.6 |  | 0.2 |  | 0.15 |  | 0 |  | 0 |  | 0 |  | 0 |  | W/(m²K)
|  |  |  | Wall | [5 empty] | 0.7 |  | 0.4 |  | 0.35 |  | 1.4 |  | 0.4 |  | 0.2 |  | 0 |  | 0 |  | 0 |  | 0 |  | W/(m²K)
|  |  |  | Window | [5 empty] | 2.6 |  | 2.4 |  | 1.8 |  | 2.7 |  | 2.5 |  | 1.8 |  | 0 |  | 0 |  | 0 |  | 0 |  | W/(m²K)
|  |  |  | Floor | [5 empty] | 0.35 |  | 0.25 |  | 0.2 |  | 0.6 |  | 0.25 |  | 0.2 |  | 0 |  | 0 |  | 0 |  | 0 |  | W/(m²K)
Refubishments (averages)
Refurbished fraction of envelope areas
|  |  |  | Roof | [5 empty] | 0% |  | 0% |  | 0% |  | 0% |  | 0% |  | 0% |  | 0% |  | 0% |  | 0% |  | 0%
|  |  |  | Wall | [5 empty] | 0% |  | 0% |  | 0% |  | 0% |  | 0% |  | 0% |  | 0% |  | 0% |  | 0% |  | 0%
|  |  |  | Window | [5 empty] | 0% |  | 0% |  | 0% |  | 0% |  | 0% |  | 0% |  | 0% |  | 0% |  | 0% |  | 0%
|  |  |  | Floor | [5 empty] | 0% |  | 0% |  | 0% |  | 0% |  | 0% |  | 0% |  | 0% |  | 0% |  | 0% |  | 0%
|  |  |  | Total (indicative) | [5 empty] | 0% |  | 0% |  | 0% |  | 0% |  | 0% |  | 0% |  | 0% |  | 0% |  | 0% |  | 0%
U-values of the refurbished fraction (averages)
|  |  |  | Roof | [5 empty] | 0 |  | 0 |  | 0 |  | 0 |  | 0 |  | 0 |  | 0 |  | 0 |  | 0 |  | 0 |  | W/(m²K)
|  |  |  | Wall | [5 empty] | 0 |  | 0 |  | 0 |  | 0 |  | 0 |  | 0 |  | 0 |  | 0 |  | 0 |  | 0 |  | W/(m²K)
|  |  |  | Window | [5 empty] | 0 |  | 0 |  | 0 |  | 0 |  | 0 |  | 0 |  | 0 |  | 0 |  | 0 |  | 0 |  | W/(m²K)
|  |  |  | Floor | [5 empty] | 0 |  | 0 |  | 0 |  | 0 |  | 0 |  | 0 |  | 0 |  | 0 |  | 0 |  | 0 |  | W/(m²K)
Main Heat Supply Systems
Ventilation Systems with Heat Recovery
|  |  |  | Occurances | [5 empty] | 0% | 0% | 0% | 0% | 0% | 0% | 0% | 0% | 0% | 0% | 0% | 0% | 0% | 0% | 0% | 0% | 0% | 0% | 0% | 0%
Heating Systems
Occurances or Fractions of Produced Heat
|  |  | 1 | DH |  | TS |  |  | C | 34.59% | 0% | 34.59% | 0% | 34.59% | 0% | 84.78% | 0% | 84.78% | 0% | 84.78% | 0% |  | 0% |  | 0% |  | 0% |  | 0%
|  |  | 2 | Gas |  | B_NC |  |  | C | 21.58% | 0% | 21.58% | 0% | 21.58% | 0% | 10.07% | 0% | 10.07% | 0% | 10.07% | 0% |  | 0% |  | 0% |  | 0% |  | 0%
|  |  | 3 | Oil |  | B_NC |  |  | C | 9.584% | 0% | 9.584% | 0% | 9.584% | 0% | 2.416% | 0% | 2.416% | 0% | 2.416% | 0% |  | 0% |  | 0% |  | 0% |  | 0%
|  |  | 4 | Bio |  | Stove_S |  |  | C | 25.37% | 0% | 25.37% | 0% | 25.37% | 0% | 0% | 0% | 0% | 0% | 0% | 0% |  | 0% |  | 0% |  | 0% |  | 0%
|  |  | 5 | El |  | HP_Ground |  |  | C | 8.445% | 0% | 8.445% | 0% | 8.445% | 0% | 2.512% | 0% | 2.512% | 0% | 2.512% | 0% |  | 0% |  | 0% |  | 0% |  | 0%
|  |  | 6 | - |  | Solar |  |  | C | 0.4238% | 0% | 0.4238% | 0% | 0.4238% | 0% | 0.2122% | 0% | 0.2122% | 0% | 0.2122% | 0% |  | 0% |  | 0% |  | 0% |  | 0%
|  |  | 7 | [7 empty] | 0% |  | 0% |  | 0% |  | 0% |  | 0% |  | 0% |  | 0% |  | 0% |  | 0% |  | 0%
|  |  | 8 | [7 empty] | 0% |  | 0% |  | 0% |  | 0% |  | 0% |  | 0% |  | 0% |  | 0% |  | 0% |  | 0%
|  |  | 9 | [7 empty] | 0% |  | 0% |  | 0% |  | 0% |  | 0% |  | 0% |  | 0% |  | 0% |  | 0% |  | 0%
|  |  | 10 | [7 empty] | 0% |  | 0% |  | 0% |  | 0% |  | 0% |  | 0% |  | 0% |  | 0% |  | 0% |  | 0%
|  |  | 11 | [7 empty] | 0% |  | 0% |  | 0% |  | 0% |  | 0% |  | 0% |  | 0% |  | 0% |  | 0% |  | 0%
|  |  | 12 | [7 empty] | 0% |  | 0% |  | 0% |  | 0% |  | 0% |  | 0% |  | 0% |  | 0% |  | 0% |  | 0%
|  |  | 13 | [7 empty] | 0% |  | 0% |  | 0% |  | 0% |  | 0% |  | 0% |  | 0% |  | 0% |  | 0% |  | 0%
|  |  | 14 | [7 empty] | 0% |  | 0% |  | 0% |  | 0% |  | 0% |  | 0% |  | 0% |  | 0% |  | 0% |  | 0%
|  |  | 15 | [7 empty] | 0% |  | 0% |  | 0% |  | 0% |  | 0% |  | 0% |  | 0% |  | 0% |  | 0% |  | 0%
|  |  | 16 | [7 empty] | 0% |  | 0% |  | 0% |  | 0% |  | 0% |  | 0% |  | 0% |  | 0% |  | 0% |  | 0%
|  |  | 17 | [7 empty] | 0% |  | 0% |  | 0% |  | 0% |  | 0% |  | 0% |  | 0% |  | 0% |  | 0% |  | 0%
|  |  | 18 | [7 empty] | 0% |  | 0% |  | 0% |  | 0% |  | 0% |  | 0% |  | 0% |  | 0% |  | 0% |  | 0%
|  |  | 19 | [7 empty] | 0% |  | 0% |  | 0% |  | 0% |  | 0% |  | 0% |  | 0% |  | 0% |  | 0% |  | 0%
|  |  | 20 | [7 empty] | 0% |  | 0% |  | 0% |  | 0% |  | 0% |  | 0% |  | 0% |  | 0% |  | 0% |  | 0%
|  |  |  | Sum | [5 empty] | 99.99% | 0% | 99.99% | 0% | 99.99% | 0% | 99.99% | 0% | 99.99% | 0% | 99.99% | 0% |  | 0% |  | 0% |  | 0% |  | 0%
[5 empty] | thereof |  | central |  |  | 99.99% | 0% | 99.99% | 0% | 99.99% | 0% | 99.99% | 0% | 99.99% | 0% | 99.99% | 0% | 0% | 0% | 0% | 0% | 0% | 0% | 0% | 0%
[7 empty] | decentral |  |  | 0% | 0% | 0% | 0% | 0% | 0% | 0% | 0% | 0% | 0% | 0% | 0% | 0% | 0% | 0% | 0% | 0% | 0% | 0% | 0%
|  |  |  | Other Systems | [5 empty] | 0.006981% | 0% | 0.006981% | 0% | 0.006981% | 0% | 0.01224% | 0% | 0.01224% | 0% | 0.01224% | 0% |  | 0% |  | 0% |  | 0% |  | 0%
DHW Systems
Occurances or Fractions of Produced Heat
|  |  | 1 | DH |  | TS |  |  | C | 34.59% | 0% | 34.59% | 0% | 34.59% | 0% | 85.31% | 0% | 85.31% | 0% | 85.31% | 0% |  | 0% |  | 0% |  | 0% |  | 0%
|  |  | 2 | Gas |  | B_NC_CT |  |  | C | 21.58% | 0% | 21.58% | 0% | 21.58% | 0% | 10.34% | 0% | 10.34% | 0% | 10.34% | 0% |  | 0% |  | 0% |  | 0% |  | 0%
|  |  | 3 | Oil |  | B_NC_CT |  |  | C | 9.584% | 0% | 9.584% | 0% | 9.584% | 0% | 2.86% | 0% | 2.86% | 0% | 2.86% | 0% |  | 0% |  | 0% |  | 0% |  | 0%
|  |  | 4 | Bio |  | E |  |  | C | 25.37% | 0% | 25.37% | 0% | 25.37% | 0% | 0% | 0% | 0% | 0% | 0% | 0% |  | 0% |  | 0% |  | 0% |  | 0%
|  |  | 5 | El |  | E |  |  | C | 8.445% | 0% | 8.445% | 0% | 8.445% | 0% | 1.264% | 0% | 1.264% | 0% | 1.264% | 0% |  | 0% |  | 0% |  | 0% |  | 0%
|  |  | 6 | - |  | Solar |  |  | C | 0.4238% | 0% | 0.4238% | 0% | 0.4238% | 0% | 0.2136% | 0% | 0.2136% | 0% | 0.2136% | 0% |  | 0% |  | 0% |  | 0% |  | 0%
|  |  | 7 | [7 empty] | 0% |  | 0% |  | 0% |  | 0% |  | 0% |  | 0% |  | 0% |  | 0% |  | 0% |  | 0%
|  |  | 8 | [7 empty] | 0% |  | 0% |  | 0% |  | 0% |  | 0% |  | 0% |  | 0% |  | 0% |  | 0% |  | 0%
|  |  | 9 | [7 empty] | 0% |  | 0% |  | 0% |  | 0% |  | 0% |  | 0% |  | 0% |  | 0% |  | 0% |  | 0%
|  |  | 10 | [7 empty] | 0% |  | 0% |  | 0% |  | 0% |  | 0% |  | 0% |  | 0% |  | 0% |  | 0% |  | 0%
|  |  | 11 | [7 empty] | 0% |  | 0% |  | 0% |  | 0% |  | 0% |  | 0% |  | 0% |  | 0% |  | 0% |  | 0%
|  |  | 12 | [7 empty] | 0% |  | 0% |  | 0% |  | 0% |  | 0% |  | 0% |  | 0% |  | 0% |  | 0% |  | 0%
|  |  | 13 | [7 empty] | 0% |  | 0% |  | 0% |  | 0% |  | 0% |  | 0% |  | 0% |  | 0% |  | 0% |  | 0%
|  |  | 14 | [7 empty] | 0% |  | 0% |  | 0% |  | 0% |  | 0% |  | 0% |  | 0% |  | 0% |  | 0% |  | 0%
|  |  | 15 | [7 empty] | 0% |  | 0% |  | 0% |  | 0% |  | 0% |  | 0% |  | 0% |  | 0% |  | 0% |  | 0%
|  |  | 16 | [7 empty] | 0% |  | 0% |  | 0% |  | 0% |  | 0% |  | 0% |  | 0% |  | 0% |  | 0% |  | 0%
|  |  | 17 | [7 empty] | 0% |  | 0% |  | 0% |  | 0% |  | 0% |  | 0% |  | 0% |  | 0% |  | 0% |  | 0%
|  |  | 18 | [7 empty] | 0% |  | 0% |  | 0% |  | 0% |  | 0% |  | 0% |  | 0% |  | 0% |  | 0% |  | 0%
|  |  | 19 | [7 empty] | 0% |  | 0% |  | 0% |  | 0% |  | 0% |  | 0% |  | 0% |  | 0% |  | 0% |  | 0%
|  |  | 20 | [7 empty] | 0% |  | 0% |  | 0% |  | 0% |  | 0% |  | 0% |  | 0% |  | 0% |  | 0% |  | 0%
|  |  |  | Sum | [5 empty] | 99.99% | 0% | 99.99% | 0% | 99.99% | 0% | 99.98% | 0% | 99.98% | 0% | 99.98% | 0% |  | 0% |  | 0% |  | 0% |  | 0%
[5 empty] | thereof |  | central |  |  | 99.99% | 0% | 99.99% | 0% | 99.99% | 0% | 99.98% | 0% | 99.98% | 0% | 99.98% | 0% | 0% | 0% | 0% | 0% | 0% | 0% | 0% | 0%
[7 empty] | decentral |  |  | 0% | 0% | 0% | 0% | 0% | 0% | 0% | 0% | 0% | 0% | 0% | 0% | 0% | 0% | 0% | 0% | 0% | 0% | 0% | 0%
|  |  |  | Other Systems | [5 empty] | 0.006981% | 0% | 0.006981% | 0% | 0.006981% | 0% | 0.01642% | 0% | 0.01642% | 0% | 0.01642% | 0% |  | 0% |  | 0% |  | 0% |  | 0%
|  | Energy Balance | [16 empty] | All energy quantities in | GWh/a |  |  |  | Heating + DHW
[8 empty] | fuels related to |  |  | gross | 0% | calorific value
[28 empty] | Total |  | per m²
|  |  | Net heat need |  |  |  |  | 22491.4304 |  | 2940.2782 |  | 1483.9127 |  | 9139.4347 |  | 788.9333 |  | 439.9898 |  | 0 |  | 0 |  | 0 |  | 0 |  | 37283.9792 |  | 147.9643
|  |  | Produced heat |  |  |  |  | 24767.9528 |  | 3237.8852 |  | 1634.1103 |  | 10064.5031 |  | 868.787 |  | 484.5244 |  | 0 |  | 0 |  | 0 |  | 0 |  | 41057.7629 |  | 162.9408
|  |  | Gas |  |  |  | 1.087 | 5723.7308 |  | 748.2566 |  | 377.6335 |  | 1123.7685 |  | 97.0058 |  | 54.1004 |  | 0 |  | 0 |  | 0 |  | 0 |  | 8124.4955 |  | 32.2427
|  |  | Oil |  |  |  | 1.0526 | 2461.9304 |  | 321.8453 |  | 162.4303 |  | 301.0988 |  | 25.9914 |  | 14.4955 |  | 0 |  | 0 |  | 0 |  | 0 |  | 3287.7916 |  | 13.0478
|  |  | Coal |  |  |  | 1.0526 | 0 |  | 0 |  | 0 |  | 0 |  | 0 |  | 0 |  | 0 |  | 0 |  | 0 |  | 0 |  | 0 |  | 0
|  |  | Bio |  |  |  | 1.0526 | 6517.6169 |  | 852.0404 |  | 430.0115 |  | 0 |  | 0 |  | 0 |  | 0 |  | 0 |  | 0 |  | 0 |  | 7799.6688 |  | 30.9536
|  |  | DH |  |  |  |  | 8440.1195 |  | 1103.3669 |  | 556.8521 |  | 8532.8769 |  | 736.5741 |  | 410.789 |  | 0 |  | 0 |  | 0 |  | 0 |  | 19780.5784 |  | 78.5007
|  |  | El |  |  |  |  | 2060.6789 |  | 269.3901 |  | 135.957 |  | 126.4212 |  | 10.9129 |  | 6.0862 |  | 0 |  | 0 |  | 0 |  | 0 |  | 2609.4463 |  | 10.3558
|  |  | Other / not specified |  |  |  |  | 103.4258 |  | 13.5207 |  | 6.8237 |  | 21.3615 |  | 1.844 |  | 1.0284 |  | 0 |  | 0 |  | 0 |  | 0 |  | 148.0041 |  | 0.58737
|  |  | Sum final energy |  |  |  |  | 25307.5022 |  | 3308.4199 |  | 1669.7081 |  | 10105.5269 |  | 872.3282 |  | 486.4994 |  | 0 |  | 0 |  | 0 |  | 0 |  | 41749.9847 |  | 165.6879
|  |  | per m² |  |  |  |  | 184.3508 |  | 124.9607 |  | 91.8205 |  | 174.8786 |  | 128.9655 |  | 88.6091
|  |  | CHP electr. production |  |  |  |  | 0 |  | 0 |  | 0 |  | 0 |  | 0 |  | 0 |  | 0 |  | 0 |  | 0 |  | 0 |  | 0 |  | 0
| Version: |  | 2016-01-21
| TABULA Average Buildings | [29 empty] | EPISCOPE Monitoring Indicators
[5 empty] | Building Stock |  |  |  | ES | Regional |  |  | Comunidad Valenciana housing stock | [15 empty] | Year | 2015
[5 empty] | Details |  |  |  | Comunidad Valenciana housing stock, IVE model | Comunidad Valenciana housing stock | Comunidad Valenciana housing stock | Comunidad Valenciana housing stock | Comunidad Valenciana housing stock | Comunidad Valenciana housing stock | Comunidad Valenciana housing stock | Comunidad Valenciana housing stock | Comunidad Valenciana housing stock | Comunidad Valenciana housing stock | Comunidad Valenciana housing stock | Comunidad Valenciana housing stock | Comunidad Valenciana housing stock | Comunidad Valenciana housing stock | Comunidad Valenciana housing stock | Comunidad Valenciana housing stock | Comunidad Valenciana housing stock | Comunidad Valenciana housing stock | Comunidad Valenciana housing stock | Comunidad Valenciana housing stock | Comunidad Valenciana housing stock | Comunidad Valenciana housing stock | Comunidad Valenciana housing stock
Annotations to this sheet
[10 empty] | 1 |  | 2 |  | 3 |  | 4 |  | 5 |  | 6 |  | 7 |  | 8 |  | 9 |  | 10
Building type / label
Building size category
Construction time band
|  | General Data | [5 empty] | Total
|  |  | Number of buildings |  |  |  |  | 47934.9377 | 0 | 17224.5817 | 0 | 25432.2611 | 0 | 2879.1272 | 0 | 2398.9677 | 0 | 0 | 0 | 0 | 0 | 0 | 0 | 0 | 0 | 0 | 0 | 0 | 0 | 10^0
|  |  | Number of dwellings |  |  |  |  | 692641 | 0 | 248345 | 0 | 366890 | 0 | 38685 | 0 | 38721 | 0 | 0 | 0 | 0 | 0 | 0 | 0 | 0 | 0 | 0 | 0 | 0 | 0 | 10^0
|  |  | Floor area national | [6 empty] | 18.2534 | 0 | 34.6711 | 0 | 2.7079 | 0 | 3.2526 | 0 | 0 | 0 | 0 | 0 | 0 | 0 | 0 | 0 | 0 | 0 | 0 | 0 | 10^6 m²
|  |  | Floor area TABULA |  |  |  |  | 64.7735 | 0 | 20.0787 | 0 | 38.1382 | 0 | 2.9787 | 0 | 3.5778 | 0 | 0 | 0 | 0 | 0 | 0 | 0 | 0 | 0 | 0 | 0 | 0 | 0 | 10^6 m²
Building Insulation
Original state / not refurbished fraction of the envelope area
U-values of the original state
|  |  |  | Roof | [5 empty] | 1.92 |  | 1.92 |  | 1.92 |  | 1.92 |  | 0 |  | 0 |  | 0 |  | 0 |  | 0 |  | 0 |  | W/(m²K)
|  |  |  | Wall | [5 empty] | 2.2625 |  | 2.2604 |  | 1.6627 |  | 1.6627 |  | 0 |  | 0 |  | 0 |  | 0 |  | 0 |  | 0 |  | W/(m²K)
|  |  |  | Window | [5 empty] | 5.7 |  | 5.7 |  | 5.7 |  | 5.7 |  | 0 |  | 0 |  | 0 |  | 0 |  | 0 |  | 0 |  | W/(m²K)
|  |  |  | Floor | [5 empty] | 2.06 |  | 2.06 |  | 1.43 |  | 1.43 |  | 0 |  | 0 |  | 0 |  | 0 |  | 0 |  | 0 |  | W/(m²K)
Refubishments (averages)
Refurbished fraction of envelope areas
|  |  |  | Roof | [5 empty] | 0% |  | 0% |  | 0% |  | 0% |  | 0% |  | 0% |  | 0% |  | 0% |  | 0% |  | 0%
|  |  |  | Wall | [5 empty] | 0% |  | 0% |  | 0% |  | 0% |  | 0% |  | 0% |  | 0% |  | 0% |  | 0% |  | 0%
|  |  |  | Window | [5 empty] | 0% |  | 0% |  | 0% |  | 0% |  | 0% |  | 0% |  | 0% |  | 0% |  | 0% |  | 0%
|  |  |  | Floor | [5 empty] | 0% |  | 0% |  | 0% |  | 0% |  | 0% |  | 0% |  | 0% |  | 0% |  | 0% |  | 0%
|  |  |  | Total (indicative) | [5 empty] | 0% |  | 0% |  | 0% |  | 0% |  | 0% |  | 0% |  | 0% |  | 0% |  | 0% |  | 0%
U-values of the refurbished fraction (averages)
|  |  |  | Roof | [5 empty] | 0 |  | 0 |  | 0 |  | 0 |  | 0 |  | 0 |  | 0 |  | 0 |  | 0 |  | 0 |  | W/(m²K)
|  |  |  | Wall | [5 empty] | 0 |  | 0 |  | 0 |  | 0 |  | 0 |  | 0 |  | 0 |  | 0 |  | 0 |  | 0 |  | W/(m²K)
|  |  |  | Window | [5 empty] | 0 |  | 0 |  | 0 |  | 0 |  | 0 |  | 0 |  | 0 |  | 0 |  | 0 |  | 0 |  | W/(m²K)
|  |  |  | Floor | [5 empty] | 0 |  | 0 |  | 0 |  | 0 |  | 0 |  | 0 |  | 0 |  | 0 |  | 0 |  | 0 |  | W/(m²K)
Main Heat Supply Systems
Ventilation Systems with Heat Recovery
|  |  |  | Occurances | [5 empty] | 0% | 0% | 0% | 0% | 0% | 0% | 0% | 0% | 0% | 0% | 0% | 0% | 0% | 0% | 0% | 0% | 0% | 0% | 0% | 0%
Heating Systems
Occurances or Fractions of Produced Heat
|  |  | 1 | Oil |  | B_NC |  |  | D | 2.773% | 0% | 2.773% | 0% | 2.773% | 0% | 2.773% | 0% |  | 0% |  | 0% |  | 0% |  | 0% |  | 0% |  | 0%
|  |  | 2 | Gas |  | Stove_L |  |  | D | 23.21% | 0% | 23.21% | 0% | 23.21% | 0% | 23.21% | 0% |  | 0% |  | 0% |  | 0% |  | 0% |  | 0% |  | 0%
|  |  | 3 | Gas |  | B_NC |  |  | D | 17.33% | 0% | 17.33% | 0% | 17.33% | 0% | 17.33% | 0% |  | 0% |  | 0% |  | 0% |  | 0% |  | 0% |  | 0%
|  |  | 4 | El |  | E_SH |  |  | D | 23.19% | 0% | 23.19% | 0% | 23.19% | 0% | 23.19% | 0% |  | 0% |  | 0% |  | 0% |  | 0% |  | 0% |  | 0%
|  |  | 5 | El |  | HP_Air |  |  | D | 33.49% | 0% | 33.49% | 0% | 33.49% | 0% | 33.49% | 0% |  | 0% |  | 0% |  | 0% |  | 0% |  | 0% |  | 0%
|  |  | 6 | [7 empty] | 0% |  | 0% |  | 0% |  | 0% |  | 0% |  | 0% |  | 0% |  | 0% |  | 0% |  | 0%
|  |  | 7 | [7 empty] | 0% |  | 0% |  | 0% |  | 0% |  | 0% |  | 0% |  | 0% |  | 0% |  | 0% |  | 0%
|  |  | 8 | [7 empty] | 0% |  | 0% |  | 0% |  | 0% |  | 0% |  | 0% |  | 0% |  | 0% |  | 0% |  | 0%
|  |  | 9 | [7 empty] | 0% |  | 0% |  | 0% |  | 0% |  | 0% |  | 0% |  | 0% |  | 0% |  | 0% |  | 0%
|  |  | 10 | [7 empty] | 0% |  | 0% |  | 0% |  | 0% |  | 0% |  | 0% |  | 0% |  | 0% |  | 0% |  | 0%
|  |  | 11 | [7 empty] | 0% |  | 0% |  | 0% |  | 0% |  | 0% |  | 0% |  | 0% |  | 0% |  | 0% |  | 0%
|  |  | 12 | [7 empty] | 0% |  | 0% |  | 0% |  | 0% |  | 0% |  | 0% |  | 0% |  | 0% |  | 0% |  | 0%
|  |  | 13 | [7 empty] | 0% |  | 0% |  | 0% |  | 0% |  | 0% |  | 0% |  | 0% |  | 0% |  | 0% |  | 0%
|  |  | 14 | [7 empty] | 0% |  | 0% |  | 0% |  | 0% |  | 0% |  | 0% |  | 0% |  | 0% |  | 0% |  | 0%
|  |  | 15 | [7 empty] | 0% |  | 0% |  | 0% |  | 0% |  | 0% |  | 0% |  | 0% |  | 0% |  | 0% |  | 0%
|  |  | 16 | [7 empty] | 0% |  | 0% |  | 0% |  | 0% |  | 0% |  | 0% |  | 0% |  | 0% |  | 0% |  | 0%
|  |  | 17 | [7 empty] | 0% |  | 0% |  | 0% |  | 0% |  | 0% |  | 0% |  | 0% |  | 0% |  | 0% |  | 0%
|  |  | 18 | [7 empty] | 0% |  | 0% |  | 0% |  | 0% |  | 0% |  | 0% |  | 0% |  | 0% |  | 0% |  | 0%
|  |  | 19 | [7 empty] | 0% |  | 0% |  | 0% |  | 0% |  | 0% |  | 0% |  | 0% |  | 0% |  | 0% |  | 0%
|  |  | 20 | [7 empty] | 0% |  | 0% |  | 0% |  | 0% |  | 0% |  | 0% |  | 0% |  | 0% |  | 0% |  | 0%
|  |  |  | Sum | [5 empty] | 100% | 0% | 100% | 0% | 100% | 0% | 100% | 0% |  | 0% |  | 0% |  | 0% |  | 0% |  | 0% |  | 0%
[5 empty] | thereof |  | central |  |  | 0% | 0% | 0% | 0% | 0% | 0% | 0% | 0% | 0% | 0% | 0% | 0% | 0% | 0% | 0% | 0% | 0% | 0% | 0% | 0%
[7 empty] | decentral |  |  | 100% | 0% | 100% | 0% | 100% | 0% | 100% | 0% | 0% | 0% | 0% | 0% | 0% | 0% | 0% | 0% | 0% | 0% | 0% | 0%
|  |  |  | Other Systems | [5 empty] | 0% | 0% | 0% | 0% | 0% | 0% | 0% | 0% |  | 0% |  | 0% |  | 0% |  | 0% |  | 0% |  | 0%
DHW Systems
Occurances or Fractions of Produced Heat
|  |  | 1 | Gas |  | B_NC |  |  | D | 100% | 0% | 100% | 0% | 100% | 0% | 100% | 0% |  | 0% |  | 0% |  | 0% |  | 0% |  | 0% |  | 0%
|  |  | 2 | [7 empty] | 0% |  | 0% |  | 0% |  | 0% |  | 0% |  | 0% |  | 0% |  | 0% |  | 0% |  | 0%
|  |  | 3 | [7 empty] | 0% |  | 0% |  | 0% |  | 0% |  | 0% |  | 0% |  | 0% |  | 0% |  | 0% |  | 0%
|  |  | 4 | [7 empty] | 0% |  | 0% |  | 0% |  | 0% |  | 0% |  | 0% |  | 0% |  | 0% |  | 0% |  | 0%
|  |  | 5 | [7 empty] | 0% |  | 0% |  | 0% |  | 0% |  | 0% |  | 0% |  | 0% |  | 0% |  | 0% |  | 0%
|  |  | 6 | [7 empty] | 0% |  | 0% |  | 0% |  | 0% |  | 0% |  | 0% |  | 0% |  | 0% |  | 0% |  | 0%
|  |  | 7 | [7 empty] | 0% |  | 0% |  | 0% |  | 0% |  | 0% |  | 0% |  | 0% |  | 0% |  | 0% |  | 0%
|  |  | 8 | [7 empty] | 0% |  | 0% |  | 0% |  | 0% |  | 0% |  | 0% |  | 0% |  | 0% |  | 0% |  | 0%
|  |  | 9 | [7 empty] | 0% |  | 0% |  | 0% |  | 0% |  | 0% |  | 0% |  | 0% |  | 0% |  | 0% |  | 0%
|  |  | 10 | [7 empty] | 0% |  | 0% |  | 0% |  | 0% |  | 0% |  | 0% |  | 0% |  | 0% |  | 0% |  | 0%
|  |  | 11 | [7 empty] | 0% |  | 0% |  | 0% |  | 0% |  | 0% |  | 0% |  | 0% |  | 0% |  | 0% |  | 0%
|  |  | 12 | [7 empty] | 0% |  | 0% |  | 0% |  | 0% |  | 0% |  | 0% |  | 0% |  | 0% |  | 0% |  | 0%
|  |  | 13 | [7 empty] | 0% |  | 0% |  | 0% |  | 0% |  | 0% |  | 0% |  | 0% |  | 0% |  | 0% |  | 0%
|  |  | 14 | [7 empty] | 0% |  | 0% |  | 0% |  | 0% |  | 0% |  | 0% |  | 0% |  | 0% |  | 0% |  | 0%
|  |  | 15 | [7 empty] | 0% |  | 0% |  | 0% |  | 0% |  | 0% |  | 0% |  | 0% |  | 0% |  | 0% |  | 0%
|  |  | 16 | [7 empty] | 0% |  | 0% |  | 0% |  | 0% |  | 0% |  | 0% |  | 0% |  | 0% |  | 0% |  | 0%
|  |  | 17 | [7 empty] | 0% |  | 0% |  | 0% |  | 0% |  | 0% |  | 0% |  | 0% |  | 0% |  | 0% |  | 0%
|  |  | 18 | [7 empty] | 0% |  | 0% |  | 0% |  | 0% |  | 0% |  | 0% |  | 0% |  | 0% |  | 0% |  | 0%
|  |  | 19 | [7 empty] | 0% |  | 0% |  | 0% |  | 0% |  | 0% |  | 0% |  | 0% |  | 0% |  | 0% |  | 0%
|  |  | 20 | [7 empty] | 0% |  | 0% |  | 0% |  | 0% |  | 0% |  | 0% |  | 0% |  | 0% |  | 0% |  | 0%
|  |  |  | Sum | [5 empty] | 100% | 0% | 100% | 0% | 100% | 0% | 100% | 0% |  | 0% |  | 0% |  | 0% |  | 0% |  | 0% |  | 0%
[5 empty] | thereof |  | central |  |  | 0% | 0% | 0% | 0% | 0% | 0% | 0% | 0% | 0% | 0% | 0% | 0% | 0% | 0% | 0% | 0% | 0% | 0% | 0% | 0%
[7 empty] | decentral |  |  | 100% | 0% | 100% | 0% | 100% | 0% | 100% | 0% | 0% | 0% | 0% | 0% | 0% | 0% | 0% | 0% | 0% | 0% | 0% | 0%
|  |  |  | Other Systems | [5 empty] | 0% | 0% | 0% | 0% | 0% | 0% | 0% | 0% |  | 0% |  | 0% |  | 0% |  | 0% |  | 0% |  | 0%
|  | Energy Balance | [16 empty] | All energy quantities in | GWh/a |  |  |  | Heating + DHW
[8 empty] | fuels related to |  |  | gross | 0% | calorific value
[28 empty] | Total |  | per m²
|  |  | Net heat need |  |  |  |  | 2568.9849 |  | 3355.6686 |  | 235.4876 |  | 203.1439 |  | 0 |  | 0 |  | 0 |  | 0 |  | 0 |  | 0 |  | 6363.285 |  | 98.239
|  |  | Produced heat |  |  |  |  | 560.1985 |  | 827.6037 |  | 87.2628 |  | 87.344 |  | 0 |  | 0 |  | 0 |  | 0 |  | 0 |  | 0 |  | 1562.409 |  | 24.1211
|  |  | Gas |  |  |  | 1 | 444.1509 |  | 656.1618 |  | 69.1859 |  | 69.2503 |  | 0 |  | 0 |  | 0 |  | 0 |  | 0 |  | 0 |  | 1238.7489 |  | 19.1243
|  |  | Oil |  |  |  | 1 | 16.2176 |  | 23.9589 |  | 2.5262 |  | 2.5286 |  | 0 |  | 0 |  | 0 |  | 0 |  | 0 |  | 0 |  | 45.2313 |  | 0.6983
|  |  | Coal |  |  |  | 1 | 0 |  | 0 |  | 0 |  | 0 |  | 0 |  | 0 |  | 0 |  | 0 |  | 0 |  | 0 |  | 0 |  | 0
|  |  | Bio |  |  |  | 1 | 0 |  | 0 |  | 0 |  | 0 |  | 0 |  | 0 |  | 0 |  | 0 |  | 0 |  | 0 |  | 0 |  | 0
|  |  | DH |  |  |  |  | 0 |  | 0 |  | 0 |  | 0 |  | 0 |  | 0 |  | 0 |  | 0 |  | 0 |  | 0 |  | 0 |  | 0
|  |  | El |  |  |  |  | 486.1855 |  | 718.2612 |  | 75.7337 |  | 75.8042 |  | 0 |  | 0 |  | 0 |  | 0 |  | 0 |  | 0 |  | 1355.9846 |  | 20.9343
|  |  | Other / not specified |  |  |  |  | 0 |  | 0 |  | 0 |  | 0 |  | 0 |  | 0 |  | 0 |  | 0 |  | 0 |  | 0 |  | 0 |  | 0
|  |  | Sum final energy |  |  |  |  | 946.5539 |  | 1398.3819 |  | 147.4458 |  | 147.5831 |  | 0 |  | 0 |  | 0 |  | 0 |  | 0 |  | 0 |  | 2639.9648 |  | 40.7569
|  |  | per m² |  |  |  |  | 47.1422 |  | 36.6662 |  | 49.4993 |  | 41.2494
|  |  | CHP electr. production |  |  |  |  | 0 |  | 0 |  | 0 |  | 0 |  | 0 |  | 0 |  | 0 |  | 0 |  | 0 |  | 0 |  | 0 |  | 0
| Version: |  | 2016-01-21
| TABULA Average Buildings | [29 empty] | EPISCOPE Monitoring Indicators
[5 empty] | Building Stock |  |  |  | FR | Local |  |  | Local building stock of OPH Montreuillois (OPHM), France | [15 empty] | Year | 2015
[5 empty] | Details |  |  |  | Existing state 2015 | Local building stock of OPH Montreuillois (OPHM), France | Local building stock of OPH Montreuillois (OPHM), France | Local building stock of OPH Montreuillois (OPHM), France | Local building stock of OPH Montreuillois (OPHM), France | Local building stock of OPH Montreuillois (OPHM), France | Local building stock of OPH Montreuillois (OPHM), France | Local building stock of OPH Montreuillois (OPHM), France | Local building stock of OPH Montreuillois (OPHM), France | Local building stock of OPH Montreuillois (OPHM), France | Local building stock of OPH Montreuillois (OPHM), France | Local building stock of OPH Montreuillois (OPHM), France | Local building stock of OPH Montreuillois (OPHM), France | Local building stock of OPH Montreuillois (OPHM), France | Local building stock of OPH Montreuillois (OPHM), France | Local building stock of OPH Montreuillois (OPHM), France | Local building stock of OPH Montreuillois (OPHM), France | Local building stock of OPH Montreuillois (OPHM), France | Local building stock of OPH Montreuillois (OPHM), France | Local building stock of OPH Montreuillois (OPHM), France | Local building stock of OPH Montreuillois (OPHM), France | Local building stock of OPH Montreuillois (OPHM), France | Local building stock of OPH Montreuillois (OPHM), France
Annotations to this sheet
[10 empty] | 1 |  | 2 |  | 3 |  | 4 |  | 5 |  | 6 |  | 7 |  | 8 |  | 9 |  | 10
|  |  | Building type / label | [6 empty] | LC_PE.99 |  | LC_PE.00 |  | LC_INT.74 |  | LC_INT.99 |  | LC_INT.00 |  | LC_GR.74 |  | LC_GR.99 |  | LC_ENS.48 |  | LC_ENS.74 |  | LC_ENS.99
Building size category
Construction time band
|  | General Data | [5 empty] | Total
|  |  | Number of buildings |  |  |  |  | 336.1373 | 0 | 21.3411 | 0 | 13.3938 | 0 | 18.2943 | 0 | 16.124 | 0 | 5.5754 | 0 | 2.5907 | 0 | 14.4816 | 0 | 36.3567 | 0 | 103.7917 | 0 | 104.188 | 0 | 10^0
|  |  | Number of dwellings |  |  |  |  | 10331 | 0 | 232 | 0 | 82 | 0 | 349 | 0 | 1470 | 0 | 346 | 0 | 231 | 0 | 954 | 0 | 504 | 0 | 4373 | 0 | 1790 | 0 | 10^0
|  |  | Floor area national | [6 empty] | 19.8216 | 0 | 7.2648 | 0 | 25.7291 | 0 | 123.523 | 0 | 27.8613 | 0 | 16.0728 | 0 | 77.2513 | 0 | 29.8852 | 0 | 324.8888 | 0 | 139.4035 | 0 | 10^3 m²
|  |  | Floor area TABULA |  |  |  |  | 725.7264 | 0 | 18.1698 | 0 | 6.6594 | 0 | 23.585 | 0 | 113.2294 | 0 | 25.5396 | 0 | 14.7334 | 0 | 70.8137 | 0 | 27.3948 | 0 | 297.8147 | 0 | 127.7866 | 0 | 10^3 m²
Building Insulation
Original state / not refurbished fraction of the envelope area
U-values of the original state
|  |  |  | Roof | [5 empty] | 0.43 |  | 0.28 |  | 0.28927 |  | 0.49581 |  | 0.27849 |  | 0.33083 |  | 0.43652 |  | 0.3099 |  | 0.32439 |  | 0.33853 |  | W/(m²K)
|  |  |  | Wall | [5 empty] | 0.5571 |  | 0.36 |  | 0.96424 |  | 0.44258 |  | 0.34958 |  | 0.43983 |  | 0.38173 |  | 1.3893 |  | 0.5989 |  | 0.30791 |  | W/(m²K)
|  |  |  | Window | [5 empty] | 2.9018 |  | 1.669 |  | 2.5651 |  | 2.4492 |  | 1.7423 |  | 1.8179 |  | 2.8344 |  | 1.8425 |  | 2.2602 |  | 1.9634 |  | W/(m²K)
|  |  |  | Floor | [5 empty] | 0.52989 |  | 0.38441 |  | 1.4878 |  | 0.42305 |  | 0.47499 |  | 0.55645 |  | 0.80105 |  | 2.0502 |  | 1.6072 |  | 0.75783 |  | W/(m²K)
Refubishments (averages)
Refurbished fraction of envelope areas
|  |  |  | Roof | [5 empty] | 0% |  | 0% |  | 0% |  | 0% |  | 0% |  | 0% |  | 0% |  | 0% |  | 0% |  | 0%
|  |  |  | Wall | [5 empty] | 0% |  | 0% |  | 0% |  | 0% |  | 0% |  | 0% |  | 0% |  | 0% |  | 0% |  | 0%
|  |  |  | Window | [5 empty] | 0% |  | 0% |  | 0% |  | 0% |  | 0% |  | 0% |  | 0% |  | 0% |  | 0% |  | 0%
|  |  |  | Floor | [5 empty] | 0% |  | 0% |  | 0% |  | 0% |  | 0% |  | 0% |  | 0% |  | 0% |  | 0% |  | 0%
|  |  |  | Total (indicative) | [5 empty] | 0% |  | 0% |  | 0% |  | 0% |  | 0% |  | 0% |  | 0% |  | 0% |  | 0% |  | 0%
U-values of the refurbished fraction (averages)
|  |  |  | Roof | [5 empty] | 0 |  | 0 |  | 0 |  | 0 |  | 0 |  | 0 |  | 0 |  | 0 |  | 0 |  | 0 |  | W/(m²K)
|  |  |  | Wall | [5 empty] | 0 |  | 0 |  | 0 |  | 0 |  | 0 |  | 0 |  | 0 |  | 0 |  | 0 |  | 0 |  | W/(m²K)
|  |  |  | Window | [5 empty] | 0 |  | 0 |  | 0 |  | 0 |  | 0 |  | 0 |  | 0 |  | 0 |  | 0 |  | 0 |  | W/(m²K)
|  |  |  | Floor | [5 empty] | 0 |  | 0 |  | 0 |  | 0 |  | 0 |  | 0 |  | 0 |  | 0 |  | 0 |  | 0 |  | W/(m²K)
Main Heat Supply Systems
Ventilation Systems with Heat Recovery
|  |  |  | Occurances | [5 empty] | 100% | 0% | 100% | 0% | 100% | 0% | 100% | 0% | 100% | 0% | 100% | 0% | 100% | 0% | 100% | 0% | 100% | 0% | 100% | 0%
Heating Systems
Occurances or Fractions of Produced Heat
|  |  | 1 | DH |  | TS |  |  | C | 0% | 0% | 0% | 0% | 0% | 0% | 0% | 0% | 0% | 0% | 0% | 0% | 16.9% | 0% | 0% | 0% | 13.1% | 0% | 0% | 0%
|  |  | 2 | El |  | E_SH |  |  | D | 67.3% | 0% | 0% | 0% | 0% | 0% | 81.6% | 0% | 0% | 0% | 0% | 0% | 34.4% | 0% | 21.3% | 0% | 0% | 0% | 89.5% | 0%
|  |  | 3 | Gas |  | B_C |  |  | D | 0% | 0% | 0% | 0% | 0% | 0% | 0% | 0% | 17.9% | 0% | 0% | 0% | 0% | 0% | 0% | 0% | 0% | 0% | 0% | 0%
|  |  | 4 | Gas |  | B_C |  |  | C | 0% | 0% | 0% | 0% | 0% | 0% | 0% | 0% | 28% | 0% | 59.9% | 0% | 0% | 0% | 0% | 0% | 0% | 0% | 0% | 0%
|  |  | 5 | Gas |  | B_C |  |  | C | 0% | 0% | 0% | 0% | 0% | 0% | 0% | 0% | 41.3% | 0% | 0% | 0% | 0% | 0% | 0% | 0% | 0% | 0% | 0% | 0%
|  |  | 6 | Gas |  | B_C |  |  | C | 0% | 0% | 0% | 0% | 0% | 0% | 0% | 0% | 0% | 0% | 0% | 0% | 0% | 0% | 0% | 0% | 11.8% | 0% | 0% | 0%
|  |  | 7 | Gas |  | B_NC_CT |  |  | D | 0% | 0% | 0% | 0% | 12.9% | 0% | 0% | 0% | 0% | 0% | 0% | 0% | 0% | 0% | 0% | 0% | 0% | 0% | 0% | 0%
|  |  | 8 | Gas |  | B_NC_CT |  |  | D | 0% | 0% | 0% | 0% | 58.2% | 0% | 14.2% | 0% | 0% | 0% | 0% | 0% | 14.3% | 0% | 0% | 0% | 1.7% | 0% | 10.5% | 0%
|  |  | 9 | Gas |  | B_NC_CT |  |  | C | 0% | 0% | 0% | 0% | 0% | 0% | 0% | 0% | 0% | 0% | 0% | 0% | 0% | 0% | 0% | 0% | 7% | 0% | 0% | 0%
|  |  | 10 | Gas |  | B_NC_CT |  |  | C | 0% | 0% | 0% | 0% | 28.9% | 0% | 4.2% | 0% | 0% | 0% | 0% | 0% | 0% | 0% | 78.7% | 0% | 66.4% | 0% | 0% | 0%
|  |  | 11 | Gas |  | B_NC_LT |  |  | D | 15.9% | 0% | 0% | 0% | 0% | 0% | 0% | 0% | 0% | 0% | 0% | 0% | 19.2% | 0% | 0% | 0% | 0% | 0% | 0% | 0%
|  |  | 12 | Gas |  | B_NC_LT |  |  | D | 16.8% | 0% | 91.2% | 0% | 0% | 0% | 0% | 0% | 12.8% | 0% | 0% | 0% | 0% | 0% | 0% | 0% | 0% | 0% | 0% | 0%
|  |  | 13 | Gas |  | B_NC_LT |  |  | C | 0% | 0% | 8.8% | 0% | 0% | 0% | 0% | 0% | 0% | 0% | 0% | 0% | 0% | 0% | 0% | 0% | 0% | 0% | 0% | 0%
|  |  | 14 | Gas |  | B_NC_LT |  |  | C | 0% | 0% | 0% | 0% | 0% | 0% | 0% | 0% | 0% | 0% | 40.1% | 0% | 0% | 0% | 0% | 0% | 0% | 0% | 0% | 0%
|  |  | 15 | Gas |  | B_NC_LT |  |  | C | 0% | 0% | 0% | 0% | 0% | 0% | 0% | 0% | 0% | 0% | 0% | 0% | 15.2% | 0% | 0% | 0% | 0% | 0% | 0% | 0%
|  |  | 16 | DH |  | TS |  |  | C | 0% | 0% | 0% | 0% | 0% | 0% | 0% | 0% | 0% | 0% | 0% | 0% | 0% | 0% | 0% | 0% | 0% | 0% | 0% | 0%
|  |  | 17 | El |  | HP_ExhAir |  |  | D | 0% | 0% | 0% | 0% | 0% | 0% | 0% | 0% | 0% | 0% | 0% | 0% | 0% | 0% | 0% | 0% | 0% | 0% | 0% | 0%
|  |  | 18 | Gas |  | B_C |  |  | D | 0% | 0% | 0% | 0% | 0% | 0% | 0% | 0% | 0% | 0% | 0% | 0% | 0% | 0% | 0% | 0% | 0% | 0% | 0% | 0%
|  |  | 19 | Gas |  | B_C |  |  | C | 0% | 0% | 0% | 0% | 0% | 0% | 0% | 0% | 0% | 0% | 0% | 0% | 0% | 0% | 0% | 0% | 0% | 0% | 0% | 0%
|  |  | 20 | [7 empty] | 0% |  | 0% |  | 0% |  | 0% |  | 0% |  | 0% |  | 0% |  | 0% |  | 0% |  | 0%
|  |  |  | Sum | [5 empty] | 100% | 0% | 100% | 0% | 100% | 0% | 100% | 0% | 100% | 0% | 100% | 0% | 100% | 0% | 100% | 0% | 100% | 0% | 100% | 0%
[5 empty] | thereof |  | central |  |  | 0% | 0% | 8.8% | 0% | 28.9% | 0% | 4.2% | 0% | 69.3% | 0% | 100% | 0% | 32.1% | 0% | 78.7% | 0% | 98.3% | 0% | 0% | 0%
[7 empty] | decentral |  |  | 100% | 0% | 91.2% | 0% | 71.1% | 0% | 95.8% | 0% | 30.7% | 0% | 0% | 0% | 67.9% | 0% | 21.3% | 0% | 1.7% | 0% | 100% | 0%
|  |  |  | Other Systems | [5 empty] | 0% | 0% | 0% | 0% | 0% | 0% | 0% | 0% | 0% | 0% | 0% | 0% | 0% | 0% | 0% | 0% | 0% | 0% | 0% | 0%
DHW Systems
Occurances or Fractions of Produced Heat
|  |  | 1 | DH |  | TS |  |  | C | 0% | 0% | 0% | 0% | 0% | 0% | 0% | 0% | 0% | 0% | 0% | 0% | 16.9% | 0% | 0% | 0% | 13.1% | 0% | 0% | 0%
|  |  | 2 | El |  | E_Immersion |  |  | D | 67.3% | 0% | 0% | 0% | 0% | 0% | 81.6% | 0% | 0% | 0% | 0% | 0% | 34.4% | 0% | 21.3% | 0% | 0% | 0% | 89.5% | 0%
|  |  | 3 | Gas |  | B_C |  |  | D | 0% | 0% | 0% | 0% | 0% | 0% | 0% | 0% | 17.9% | 0% | 0% | 0% | 0% | 0% | 0% | 0% | 0% | 0% | 0% | 0%
|  |  | 4 | Gas |  | B_C |  |  | C | 0% | 0% | 0% | 0% | 0% | 0% | 0% | 0% | 28% | 0% | 59.9% | 0% | 0% | 0% | 0% | 0% | 11.8% | 0% | 0% | 0%
|  |  | 5 | Gas |  | B_C |  |  | C | 0% | 0% | 0% | 0% | 0% | 0% | 0% | 0% | 20.6% | 0% | 0% | 0% | 0% | 0% | 0% | 0% | 0% | 0% | 0% | 0%
|  |  | 6 | Gas |  | B_NC_CT |  |  | D | 0% | 0% | 0% | 0% | 12.9% | 0% | 0% | 0% | 0% | 0% | 0% | 0% | 0% | 0% | 0% | 0% | 0% | 0% | 0% | 0%
|  |  | 7 | Gas |  | B_NC_CT |  |  | C | 0% | 0% | 0% | 0% | 28.9% | 0% | 4.2% | 0% | 0% | 0% | 0% | 0% | 0% | 0% | 78.7% | 0% | 17.1% | 0% | 0% | 0%
|  |  | 8 | Gas |  | B_NC_CT |  |  | C | 15.9% | 0% | 0% | 0% | 0% | 0% | 0% | 0% | 0% | 0% | 0% | 0% | 0% | 0% | 0% | 0% | 0% | 0% | 0% | 0%
|  |  | 9 | Gas |  | B_NC_LT |  |  | D | 0% | 0% | 38.9% | 0% | 0% | 0% | 0% | 0% | 0% | 0% | 0% | 0% | 0% | 0% | 0% | 0% | 0% | 0% | 0% | 0%
|  |  | 10 | Gas |  | B_NC_LT |  |  | C | 0% | 0% | 8.8% | 0% | 0% | 0% | 0% | 0% | 0% | 0% | 0% | 0% | 0% | 0% | 0% | 0% | 0% | 0% | 0% | 0%
|  |  | 11 | Gas |  | B_NC_LT |  |  | C | 0% | 0% | 0% | 0% | 0% | 0% | 0% | 0% | 0% | 0% | 40.1% | 0% | 10.8% | 0% | 0% | 0% | 0% | 0% | 0% | 0%
|  |  | 12 | Gas |  | G_IWH |  |  | D | 0% | 0% | 0% | 0% | 0% | 0% | 0% | 0% | 0% | 0% | 0% | 0% | 0% | 0% | 0% | 0% | 49.3% | 0% | 0% | 0%
|  |  | 13 | Gas |  | G_IWH_C |  |  | D | 0% | 0% | 0% | 0% | 0% | 0% | 0% | 0% | 0% | 0% | 0% | 0% | 0% | 0% | 0% | 0% | 7% | 0% | 0% | 0%
|  |  | 14 | Gas |  | G_IWH_NC |  |  | D | 16.8% | 0% | 0% | 0% | 58.2% | 0% | 14.2% | 0% | 0% | 0% | 0% | 0% | 33.5% | 0% | 0% | 0% | 1.7% | 0% | 10.5% | 0%
|  |  | 15 | Gas |  | G_IWH_NC |  |  | D | 0% | 0% | 52.3% | 0% | 0% | 0% | 0% | 0% | 12.8% | 0% | 0% | 0% | 0% | 0% | 0% | 0% | 0% | 0% | 0% | 0%
|  |  | 16 | Gas |  | Solar |  |  | C | 0% | 0% | 0% | 0% | 0% | 0% | 0% | 0% | 20.6% | 0% | 0% | 0% | 4.5% | 0% | 0% | 0% | 0% | 0% | 0% | 0%
|  |  | 17 | DH |  | TS |  |  | C | 0% | 0% | 0% | 0% | 0% | 0% | 0% | 0% | 0% | 0% | 0% | 0% | 0% | 0% | 0% | 0% | 0% | 0% | 0% | 0%
|  |  | 18 | El |  | HP_ExhAir |  |  | D | 0% | 0% | 0% | 0% | 0% | 0% | 0% | 0% | 0% | 0% | 0% | 0% | 0% | 0% | 0% | 0% | 0% | 0% | 0% | 0%
|  |  | 19 | Gas |  | B_C |  |  | D | 0% | 0% | 0% | 0% | 0% | 0% | 0% | 0% | 0% | 0% | 0% | 0% | 0% | 0% | 0% | 0% | 0% | 0% | 0% | 0%
|  |  | 20 | Gas |  | B_C |  |  | C | 0% | 0% | 0% | 0% | 0% | 0% | 0% | 0% | 0% | 0% | 0% | 0% | 0% | 0% | 0% | 0% | 0% | 0% | 0% | 0%
|  |  |  | Sum | [5 empty] | 100% | 0% | 100% | 0% | 100% | 0% | 100% | 0% | 99.9% | 0% | 100% | 0% | 100.1% | 0% | 100% | 0% | 100% | 0% | 100% | 0%
[5 empty] | thereof |  | central |  |  | 15.9% | 0% | 8.8% | 0% | 28.9% | 0% | 4.2% | 0% | 69.2% | 0% | 100% | 0% | 32.2% | 0% | 78.7% | 0% | 42% | 0% | 0% | 0%
[7 empty] | decentral |  |  | 84.1% | 0% | 91.2% | 0% | 71.1% | 0% | 95.8% | 0% | 30.7% | 0% | 0% | 0% | 67.9% | 0% | 21.3% | 0% | 58% | 0% | 100% | 0%
|  |  |  | Other Systems | [5 empty] | 0% | 0% | 0% | 0% | 0% | 0% | 0% | 0% | 0.1% | 0% | 0% | 0% | -0.1% | 0% | 0% | 0% | 0% | 0% | 0% | 0%
|  | Energy Balance | [16 empty] | All energy quantities in | MWh/a |  |  |  | Heating + DHW
[8 empty] | fuels related to |  |  | gross | 0% | calorific value
[28 empty] | Total |  | per m²
|  |  | Net heat need |  |  |  |  | 0 |  | 0 |  | 0 |  | 0 |  | 0 |  | 0 |  | 0 |  | 0 |  | 0 |  | 0 |  | 0 |  | 0
|  |  | Produced heat |  |  |  |  | 0 |  | 0 |  | 0 |  | 0 |  | 0 |  | 0 |  | 0 |  | 0 |  | 0 |  | 0 |  | 0 |  | 0
|  |  | Gas |  |  |  | 1 | 0 |  | 0 |  | 0 |  | 0 |  | 0 |  | 0 |  | 0 |  | 0 |  | 0 |  | 0 |  | 0 |  | 0
|  |  | Oil |  |  |  | 1 | 0 |  | 0 |  | 0 |  | 0 |  | 0 |  | 0 |  | 0 |  | 0 |  | 0 |  | 0 |  | 0 |  | 0
|  |  | Coal |  |  |  | 1 | 0 |  | 0 |  | 0 |  | 0 |  | 0 |  | 0 |  | 0 |  | 0 |  | 0 |  | 0 |  | 0 |  | 0
|  |  | Bio |  |  |  | 1 | 0 |  | 0 |  | 0 |  | 0 |  | 0 |  | 0 |  | 0 |  | 0 |  | 0 |  | 0 |  | 0 |  | 0
|  |  | DH |  |  |  |  | 0 |  | 0 |  | 0 |  | 0 |  | 0 |  | 0 |  | 0 |  | 0 |  | 0 |  | 0 |  | 0 |  | 0
|  |  | El |  |  |  |  | 0 |  | 0 |  | 0 |  | 0 |  | 0 |  | 0 |  | 0 |  | 0 |  | 0 |  | 0 |  | 0 |  | 0
|  |  | Other / not specified |  |  |  |  | 0 |  | 0 |  | 0 |  | 0 |  | 0 |  | 0 |  | 0 |  | 0 |  | 0 |  | 0 |  | 0 |  | 0
|  |  | Sum final energy |  |  |  |  | 0 |  | 0 |  | 0 |  | 0 |  | 0 |  | 0 |  | 0 |  | 0 |  | 0 |  | 0 |  | 0 |  | 0
|  |  | per m² |  |  |  |  | 0 |  | 0 |  | 0 |  | 0 |  | 0 |  | 0 |  | 0 |  | 0 |  | 0 |  | 0
|  |  | CHP electr. production |  |  |  |  | 0 |  | 0 |  | 0 |  | 0 |  | 0 |  | 0 |  | 0 |  | 0 |  | 0 |  | 0 |  | 0 |  | 0
| Version: |  | 2016-01-21
| TABULA Average Buildings | [29 empty] | EPISCOPE Monitoring Indicators
[5 empty] | Building Stock |  |  |  | GB | National |  |  | English Housing | [15 empty] | Year | 2012
[5 empty] | Details |  |  |  | Main English building type and age merged into smaller type and age band to give 9 average building types, bre model | English Housing | English Housing | English Housing | English Housing | English Housing | English Housing | English Housing | English Housing | English Housing | English Housing | English Housing | English Housing | English Housing | English Housing | English Housing | English Housing | English Housing | English Housing | English Housing | English Housing | English Housing | English Housing
Annotations to this sheet
[10 empty] | 1 |  | 2 |  | 3 |  | 4 |  | 5 |  | 6 |  | 7 |  | 8 |  | 9 |  | 10
|  |  | Building type / label | [6 empty] | TH.01 |  | TH.02-03 |  | TH.04-08 |  | SFH.01 |  | SFH.02-03 |  | SFH.04-08 |  | AB.01 |  | AB.02-03 |  | AB.04-08
Building size category
Construction time band
|  | General Data | [5 empty] | Total
|  |  | Number of buildings |  |  |  |  | 17428.4387 | 0 | 2770.7487 | 0 | 5600.985 | 0 | 4019.5756 | 0 | 522.2579 | 0 | 1305.3536 | 0 | 2861.944 | 0 | 135.0033 | 0 | 75.5542 | 0 | 137.0164 | 0 | 0 | 0 | 10^3
|  |  | Number of dwellings |  |  |  |  | 22720 | 0 | 2970 | 0 | 5800 | 0 | 4270 | 0 | 570 | 0 | 1430 | 0 | 3070 | 0 | 930 | 0 | 1120 | 0 | 2560 | 0 | 0 | 0 | 10^3
|  |  | Floor area national | [6 empty] | 305 | 0 | 511 | 0 | 344 | 0 | 113 | 0 | 195 | 0 | 413 | 0 | 67 | 0 | 67 | 0 | 148 | 0 | 0 | 0 | 10^6 m²
|  |  | Floor area TABULA |  |  |  |  | 2163 | 0 | 305 | 0 | 511 | 0 | 344 | 0 | 113 | 0 | 195 | 0 | 413 | 0 | 67 | 0 | 67 | 0 | 148 | 0 | 0 | 0 | 10^6 m²
Building Insulation
Original state / not refurbished fraction of the envelope area
U-values of the original state
|  |  |  | Roof | [5 empty] | 0.88434 |  | 0.64199 |  | 0.5191 |  | 0.88434 |  | 0.64199 |  | 0.5191 |  | 0.3243 |  | 0.3243 |  | 0.18658 |  | 0 |  | W/(m²K)
|  |  |  | Wall | [5 empty] | 1.9319 |  | 1.7655 |  | 0.9274 |  | 1.9319 |  | 1.7655 |  | 0.9274 |  | 1.9319 |  | 1.7655 |  | 0.9274 |  | 0 |  | W/(m²K)
|  |  |  | Window | [5 empty] | 4.0588 |  | 3.5878 |  | 3.7433 |  | 4.1285 |  | 3.62 |  | 3.8888 |  | 4.2229 |  | 3.7133 |  | 4.2497 |  | 0 |  | W/(m²K)
|  |  |  | Floor | [5 empty] | 0.59 |  | 0.59 |  | 0.59 |  | 0.72 |  | 0.72 |  | 0.72 |  | 0.45 |  | 0.45 |  | 0.45 |  | 0 |  | W/(m²K)
Refubishments (averages)
Refurbished fraction of envelope areas
|  |  |  | Roof | [5 empty] | 42% |  | 55% |  | 56% |  | 52% |  | 56% |  | 60% |  | 7% |  | 13% |  | 19% |  | 0%
|  |  |  | Wall | [5 empty] | 11% |  | 52% |  | 54% |  | 17% |  | 55% |  | 57% |  | 7% |  | 40% |  | 46% |  | 0%
|  |  |  | Window | [5 empty] | 62.11% |  | 76.22% |  | 74.42% |  | 56.62% |  | 75.32% |  | 80.83% |  | 48.14% |  | 85.67% |  | 90.89% |  | 0%
|  |  |  | Floor | [5 empty] | 0% |  | 0% |  | 0% |  | 0% |  | 0% |  | 0% |  | 0% |  | 0% |  | 0% |  | 0%
|  |  |  | Total (indicative) | [5 empty] | 22.54% |  | 42.82% |  | 42.85% |  | 26.28% |  | 43.23% |  | 45.96% |  | 10.78% |  | 41.49% |  | 47.57% |  | 0%
U-values of the refurbished fraction (averages)
|  |  |  | Roof | [5 empty] | 0.16424 |  | 0.15348 |  | 0.14526 |  | 0.16424 |  | 0.15348 |  | 0.14526 |  | 0.12435 |  | 0.12435 |  | 0.096922 |  | 0 |  | W/(m²K)
|  |  |  | Wall | [5 empty] | 0.73796 |  | 0.4689 |  | 0.3138 |  | 0.73796 |  | 0.4689 |  | 0.3138 |  | 0.73796 |  | 0.4689 |  | 0.3138 |  | 0 |  | W/(m²K)
|  |  |  | Window | [5 empty] | 2.5844 |  | 2.5844 |  | 2.5844 |  | 2.5844 |  | 2.5844 |  | 2.5844 |  | 2.5844 |  | 2.5844 |  | 2.5844 |  | 0 |  | W/(m²K)
|  |  |  | Floor | [5 empty] | 0 |  | 0 |  | 0 |  | 0 |  | 0 |  | 0 |  | 0 |  | 0 |  | 0 |  | 0 |  | W/(m²K)
Main Heat Supply Systems
Ventilation Systems with Heat Recovery
|  |  |  | Occurances | [5 empty] | 0% | 0% | 0% | 0% | 0% | 0% | 0% | 0% | 0% | 0% | 0% | 0% | 0% | 0% | 0% | 0% | 0% | 0% | 0% | 0%
Heating Systems
Occurances or Fractions of Produced Heat
|  |  | 1 | Gas |  | B_C |  |  | C | 90% | 0% | 100% | 0% | 90% | 0% | 50% | 0% | 90% | 0% | 90% | 0% | 80% | 0% | 85% | 0% | 60% | 0% |  | 0%
|  |  | 2 | El |  | E_Storage |  |  | D | 10% | 0% | 0% | 0% | 10% | 0% | 10% | 0% | 0% | 0% | 0% | 0% | 20% | 0% | 15% | 0% | 40% | 0% |  | 0%
|  |  | 3 | Oil |  | B_C |  |  | C | 0% | 0% | 0% | 0% | 0% | 0% | 40% | 0% | 10% | 0% | 10% | 0% | 0% | 0% | 0% | 0% | 0% | 0% |  | 0%
|  |  | 4 | [7 empty] | 0% |  | 0% |  | 0% |  | 0% |  | 0% |  | 0% |  | 0% |  | 0% |  | 0% |  | 0%
|  |  | 5 | [7 empty] | 0% |  | 0% |  | 0% |  | 0% |  | 0% |  | 0% |  | 0% |  | 0% |  | 0% |  | 0%
|  |  | 6 | [7 empty] | 0% |  | 0% |  | 0% |  | 0% |  | 0% |  | 0% |  | 0% |  | 0% |  | 0% |  | 0%
|  |  | 7 | [7 empty] | 0% |  | 0% |  | 0% |  | 0% |  | 0% |  | 0% |  | 0% |  | 0% |  | 0% |  | 0%
|  |  | 8 | [7 empty] | 0% |  | 0% |  | 0% |  | 0% |  | 0% |  | 0% |  | 0% |  | 0% |  | 0% |  | 0%
|  |  | 9 | [7 empty] | 0% |  | 0% |  | 0% |  | 0% |  | 0% |  | 0% |  | 0% |  | 0% |  | 0% |  | 0%
|  |  | 10 | [7 empty] | 0% |  | 0% |  | 0% |  | 0% |  | 0% |  | 0% |  | 0% |  | 0% |  | 0% |  | 0%
|  |  | 11 | [7 empty] | 0% |  | 0% |  | 0% |  | 0% |  | 0% |  | 0% |  | 0% |  | 0% |  | 0% |  | 0%
|  |  | 12 | [7 empty] | 0% |  | 0% |  | 0% |  | 0% |  | 0% |  | 0% |  | 0% |  | 0% |  | 0% |  | 0%
|  |  | 13 | [7 empty] | 0% |  | 0% |  | 0% |  | 0% |  | 0% |  | 0% |  | 0% |  | 0% |  | 0% |  | 0%
|  |  | 14 | [7 empty] | 0% |  | 0% |  | 0% |  | 0% |  | 0% |  | 0% |  | 0% |  | 0% |  | 0% |  | 0%
|  |  | 15 | [7 empty] | 0% |  | 0% |  | 0% |  | 0% |  | 0% |  | 0% |  | 0% |  | 0% |  | 0% |  | 0%
|  |  | 16 | [7 empty] | 0% |  | 0% |  | 0% |  | 0% |  | 0% |  | 0% |  | 0% |  | 0% |  | 0% |  | 0%
|  |  | 17 | [7 empty] | 0% |  | 0% |  | 0% |  | 0% |  | 0% |  | 0% |  | 0% |  | 0% |  | 0% |  | 0%
|  |  | 18 | [7 empty] | 0% |  | 0% |  | 0% |  | 0% |  | 0% |  | 0% |  | 0% |  | 0% |  | 0% |  | 0%
|  |  | 19 | [7 empty] | 0% |  | 0% |  | 0% |  | 0% |  | 0% |  | 0% |  | 0% |  | 0% |  | 0% |  | 0%
|  |  | 20 | [7 empty] | 0% |  | 0% |  | 0% |  | 0% |  | 0% |  | 0% |  | 0% |  | 0% |  | 0% |  | 0%
|  |  |  | Sum | [5 empty] | 100% | 0% | 100% | 0% | 100% | 0% | 100% | 0% | 100% | 0% | 100% | 0% | 100% | 0% | 100% | 0% | 100% | 0% |  | 0%
[5 empty] | thereof |  | central |  |  | 90% | 0% | 100% | 0% | 90% | 0% | 90% | 0% | 100% | 0% | 100% | 0% | 80% | 0% | 85% | 0% | 60% | 0% | 0% | 0%
[7 empty] | decentral |  |  | 10% | 0% | 0% | 0% | 10% | 0% | 10% | 0% | 0% | 0% | 0% | 0% | 20% | 0% | 15% | 0% | 40% | 0% | 0% | 0%
|  |  |  | Other Systems | [5 empty] | 0% | 0% | 0% | 0% | 0% | 0% | 0% | 0% | 0% | 0% | 0% | 0% | 0% | 0% | 0% | 0% | 0% | 0% |  | 0%
DHW Systems
Occurances or Fractions of Produced Heat
|  |  | 1 | Gas |  | B_C |  |  | C | 90% | 0% | 95% | 0% | 90% | 0% | 50% | 0% | 80% | 0% | 80% | 0% | 80% | 0% | 90% | 0% | 60% | 0% |  | 0%
|  |  | 2 | El |  | E_Immersion |  |  | C | 10% | 0% | 4% | 0% | 10% | 0% | 10% | 0% | 10% | 0% | 0% | 0% | 20% | 0% | 10% | 0% | 40% | 0% |  | 0%
|  |  | 3 | Oil |  | B_C |  |  | C | 0% | 0% | 1% | 0% | 0% | 0% | 40% | 0% | 10% | 0% | 10% | 0% | 0% | 0% | 0% | 0% | 0% | 0% |  | 0%
|  |  | 4 | [7 empty] | 0% |  | 0% |  | 0% |  | 0% |  | 0% |  | 0% |  | 0% |  | 0% |  | 0% |  | 0%
|  |  | 5 | [7 empty] | 0% |  | 0% |  | 0% |  | 0% |  | 0% |  | 0% |  | 0% |  | 0% |  | 0% |  | 0%
|  |  | 6 | [7 empty] | 0% |  | 0% |  | 0% |  | 0% |  | 0% |  | 0% |  | 0% |  | 0% |  | 0% |  | 0%
|  |  | 7 | [7 empty] | 0% |  | 0% |  | 0% |  | 0% |  | 0% |  | 0% |  | 0% |  | 0% |  | 0% |  | 0%
|  |  | 8 | [7 empty] | 0% |  | 0% |  | 0% |  | 0% |  | 0% |  | 0% |  | 0% |  | 0% |  | 0% |  | 0%
|  |  | 9 | [7 empty] | 0% |  | 0% |  | 0% |  | 0% |  | 0% |  | 0% |  | 0% |  | 0% |  | 0% |  | 0%
|  |  | 10 | [7 empty] | 0% |  | 0% |  | 0% |  | 0% |  | 0% |  | 0% |  | 0% |  | 0% |  | 0% |  | 0%
|  |  | 11 | [7 empty] | 0% |  | 0% |  | 0% |  | 0% |  | 0% |  | 0% |  | 0% |  | 0% |  | 0% |  | 0%
|  |  | 12 | [7 empty] | 0% |  | 0% |  | 0% |  | 0% |  | 0% |  | 0% |  | 0% |  | 0% |  | 0% |  | 0%
|  |  | 13 | [7 empty] | 0% |  | 0% |  | 0% |  | 0% |  | 0% |  | 0% |  | 0% |  | 0% |  | 0% |  | 0%
|  |  | 14 | [7 empty] | 0% |  | 0% |  | 0% |  | 0% |  | 0% |  | 0% |  | 0% |  | 0% |  | 0% |  | 0%
|  |  | 15 | [7 empty] | 0% |  | 0% |  | 0% |  | 0% |  | 0% |  | 0% |  | 0% |  | 0% |  | 0% |  | 0%
|  |  | 16 | [7 empty] | 0% |  | 0% |  | 0% |  | 0% |  | 0% |  | 0% |  | 0% |  | 0% |  | 0% |  | 0%
|  |  | 17 | [7 empty] | 0% |  | 0% |  | 0% |  | 0% |  | 0% |  | 0% |  | 0% |  | 0% |  | 0% |  | 0%
|  |  | 18 | [7 empty] | 0% |  | 0% |  | 0% |  | 0% |  | 0% |  | 0% |  | 0% |  | 0% |  | 0% |  | 0%
|  |  | 19 | [7 empty] | 0% |  | 0% |  | 0% |  | 0% |  | 0% |  | 0% |  | 0% |  | 0% |  | 0% |  | 0%
|  |  | 20 | [7 empty] | 0% |  | 0% |  | 0% |  | 0% |  | 0% |  | 0% |  | 0% |  | 0% |  | 0% |  | 0%
|  |  |  | Sum | [5 empty] | 100% | 0% | 100% | 0% | 100% | 0% | 100% | 0% | 100% | 0% | 90% | 0% | 100% | 0% | 100% | 0% | 100% | 0% |  | 0%
[5 empty] | thereof |  | central |  |  | 100% | 0% | 100% | 0% | 100% | 0% | 100% | 0% | 100% | 0% | 90% | 0% | 100% | 0% | 100% | 0% | 100% | 0% | 0% | 0%
[7 empty] | decentral |  |  | 0% | 0% | 0% | 0% | 0% | 0% | 0% | 0% | 0% | 0% | 0% | 0% | 0% | 0% | 0% | 0% | 0% | 0% | 0% | 0%
|  |  |  | Other Systems | [5 empty] | 0% | 0% | 0% | 0% | 0% | 0% | 0% | 0% | 0% | 0% | 10% | 0% | 0% | 0% | 0% | 0% | 0% | 0% |  | 0%
|  | Energy Balance | [16 empty] | All energy quantities in | GWh/a |  |  |  | Heating + DHW
bre model of English housing
[8 empty] | fuels related to |  |  | gross | 0% | calorific value
[28 empty] | Total |  | per m²
|  |  | Net heat need |  |  |  |  | 59100 |  | 86200 |  | 47100 |  | 22700 |  | 33100 |  | 53500 |  | 13100 |  | 10900 |  | 16900 |  | 0 |  | 342600 |  | 158.3911
|  |  | Produced heat |  |  |  |  | 80700 |  | 116600 |  | 61700 |  | 31700 |  | 45900 |  | 72900 |  | 16000 |  | 13300 |  | 19000 |  | 0 |  | 457800 |  | 211.6505
|  |  | Gas |  |  |  | 1 | 71100 |  | 111000 |  | 57500 |  | 15800 |  | 39200 |  | 63400 |  | 12200 |  | 11100 |  | 12400 |  | 0 |  | 393700 |  | 182.0157
|  |  | Oil |  |  |  | 1 | 4100 |  | 1500 |  | 500 |  | 12200 |  | 3800 |  | 7400 |  | 100 |  | 36 |  | 50 |  | 0 |  | 29686 |  | 13.7245
|  |  | Coal |  |  |  | 1 | 0 |  | 0 |  | 0 |  | 0 |  | 0 |  | 0 |  | 0 |  | 0 |  | 0 |  | 0 |  | 0 |  | 0
|  |  | Bio |  |  |  | 1 | 0 |  | 0 |  | 0 |  | 0 |  | 0 |  | 0 |  | 0 |  | 0 |  | 0 |  | 0 |  | 0 |  | 0
|  |  | DH |  |  |  |  | 0 |  | 0 |  | 0 |  | 0 |  | 0 |  | 0 |  | 0 |  | 0 |  | 0 |  | 0 |  | 0 |  | 0
|  |  | El |  |  |  |  | 3300 |  | 2200 |  | 3300 |  | 1500 |  | 1400 |  | 1200 |  | 3000 |  | 1400 |  | 5400 |  | 0 |  | 22700 |  | 10.4947
|  |  | Other / not specified |  |  |  |  | 0 |  | 0 |  | 0 |  | 0 |  | 0 |  | 0 |  | 0 |  | 0 |  | 0 |  | 0 |  | 0 |  | 0
|  |  | Sum final energy |  |  |  |  | 78500 |  | 114700 |  | 61300 |  | 29500 |  | 44400 |  | 72000 |  | 15300 |  | 12536 |  | 17850 |  | 0 |  | 446086 |  | 206.2349
|  |  | per m² |  |  |  |  | 257.377 |  | 224.4618 |  | 178.1977 |  | 261.0619 |  | 227.6923 |  | 174.3341 |  | 228.3582 |  | 187.1045 |  | 120.6081
|  |  | CHP electr. production |  |  |  |  | 0 |  | 0 |  | 0 |  | 0 |  | 0 |  | 0 |  | 0 |  | 0 |  | 0 |  | 0 |  | 0 |  | 0
| Version: |  | 2016-01-21
| TABULA Average Buildings | [29 empty] | EPISCOPE Monitoring Indicators
[5 empty] | Building Stock |  |  |  | GR | National |  |  | Greek residential building stock | [15 empty] | Year | 2015
[5 empty] | Details |  |  |  | NOA model of the Greek residential building stock | Greek residential building stock | Greek residential building stock | Greek residential building stock | Greek residential building stock | Greek residential building stock | Greek residential building stock | Greek residential building stock | Greek residential building stock | Greek residential building stock | Greek residential building stock | Greek residential building stock | Greek residential building stock | Greek residential building stock | Greek residential building stock | Greek residential building stock | Greek residential building stock | Greek residential building stock | Greek residential building stock | Greek residential building stock | Greek residential building stock | Greek residential building stock | Greek residential building stock
Annotations to this sheet
[10 empty] | 1 |  | 2 |  | 3 |  | 4 |  | 5 |  | 6 |  | 7 |  | 8 |  | 9 |  | 10
|  |  | Building type / label | [6 empty] | SFH.01.Gen |  | SFH.02-03.Gen |  | SFH.04.Gen |  | MFH.01.Gen |  | MFH.02-03.Gen |  | MFH.04.Gen
Building size category
Construction time band
|  | General Data | [5 empty] | Total
|  |  | Number of buildings |  |  |  |  | 1151320.6525 | 0 | 546950.2132 | 0 | 461105.8177 | 0 | 255.7262 | 0 | 38469.1331 | 0 | 104400.1899 | 0 | 139.5724 | 0 | 0 | 0 | 0 | 0 | 0 | 0 | 0 | 0 | 10^0
|  |  | Number of dwellings |  |  |  |  | 5079.656 | 0 | 1572.664 | 0 | 922.003 | 0 | 0 | 0 | 1147.799 | 0 | 1437.19 | 0 | 0 | 0 | 0 | 0 | 0 | 0 | 0 | 0 | 0 | 0 | 10^3
|  |  | Floor area national | [6 empty] | 133.6765 | 0 | 123.3516 | 0 | 0.072289 | 0 | 74.6069 | 0 | 154.4263 | 0 | 0.1653 | 0 | 0 | 0 | 0 | 0 | 0 | 0 | 0 | 0 | 10^6 m²
|  |  | Floor area TABULA |  |  |  |  | 308.8264 | 0 | 79.5375 | 0 | 73.3942 | 0 | 0.043011 | 0 | 50.7327 | 0 | 105.0099 | 0 | 0.1091 | 0 | 0 | 0 | 0 | 0 | 0 | 0 | 0 | 0 | 10^6 m²
Building Insulation
Original state / not refurbished fraction of the envelope area
U-values of the original state
|  |  |  | Roof | [5 empty] | 2.81 |  | 0.99 |  | 0.45 |  | 2.86 |  | 0.99 |  | 0.49 |  | 0 |  | 0 |  | 0 |  | 0 |  | W/(m²K)
|  |  |  | Wall | [5 empty] | 2.11 |  | 0.97 |  | 0.51 |  | 2.06 |  | 0.93 |  | 0.55 |  | 0 |  | 0 |  | 0 |  | 0 |  | W/(m²K)
|  |  |  | Window | [5 empty] | 4.74 |  | 3.95 |  | 2.99 |  | 5 |  | 4.13 |  | 2.98 |  | 0 |  | 0 |  | 0 |  | 0 |  | W/(m²K)
|  |  |  | Floor | [5 empty] | 2.99 |  | 2.26 |  | 0.87 |  | 3.05 |  | 1.75 |  | 0.59 |  | 0 |  | 0 |  | 0 |  | 0 |  | W/(m²K)
Refubishments (averages)
Refurbished fraction of envelope areas
|  |  |  | Roof | [5 empty] | 0% |  | 0% |  | 0% |  | 0% |  | 0% |  | 0% |  | 0% |  | 0% |  | 0% |  | 0%
|  |  |  | Wall | [5 empty] | 0% |  | 0% |  | 0% |  | 0% |  | 0% |  | 0% |  | 0% |  | 0% |  | 0% |  | 0%
|  |  |  | Window | [5 empty] | 0% |  | 0% |  | 0% |  | 0% |  | 0% |  | 0% |  | 0% |  | 0% |  | 0% |  | 0%
|  |  |  | Floor | [5 empty] | 0% |  | 0% |  | 0% |  | 0% |  | 0% |  | 0% |  | 0% |  | 0% |  | 0% |  | 0%
|  |  |  | Total (indicative) | [5 empty] | 0% |  | 0% |  | 0% |  | 0% |  | 0% |  | 0% |  | 0% |  | 0% |  | 0% |  | 0%
U-values of the refurbished fraction (averages)
|  |  |  | Roof | [5 empty] | 0 |  | 0 |  | 0 |  | 0 |  | 0 |  | 0 |  | 0 |  | 0 |  | 0 |  | 0 |  | W/(m²K)
|  |  |  | Wall | [5 empty] | 0 |  | 0 |  | 0 |  | 0 |  | 0 |  | 0 |  | 0 |  | 0 |  | 0 |  | 0 |  | W/(m²K)
|  |  |  | Window | [5 empty] | 0 |  | 0 |  | 0 |  | 0 |  | 0 |  | 0 |  | 0 |  | 0 |  | 0 |  | 0 |  | W/(m²K)
|  |  |  | Floor | [5 empty] | 0 |  | 0 |  | 0 |  | 0 |  | 0 |  | 0 |  | 0 |  | 0 |  | 0 |  | 0 |  | W/(m²K)
Main Heat Supply Systems
Ventilation Systems with Heat Recovery
|  |  |  | Occurances | [5 empty] | 0% | 0% | 0% | 0% | 0% | 0% | 0% | 0% | 0% | 0% | 0% | 0% | 0% | 0% | 0% | 0% | 0% | 0% | 0% | 0%
Heating Systems
Occurances or Fractions of Produced Heat
|  |  | 1 | Oil |  | B |  |  | C | 48.6% | 0% | 70% | 0% | 38.2% | 0% | 63.51% | 0% | 72.94% | 0% | 35.6% | 0% |  | 0% |  | 0% |  | 0% |  | 0%
|  |  | 2 | Gas |  | B |  |  | C | 1.9% | 0% | 0.6% | 0% | 23.5% | 0% | 15.57% | 0% | 11.44% | 0% | 28.9% | 0% |  | 0% |  | 0% |  | 0% |  | 0%
|  |  | 3 | El |  | HP |  |  | D | 4.8% | 0% | 4.5% | 0% | 38.3% | 0% | 7.423% | 0% | 4.045% | 0% | 35.5% | 0% |  | 0% |  | 0% |  | 0% |  | 0%
|  |  | 4 | DH |  | TS |  |  | C | 0.6% | 0% | 0% | 0% | 0% | 0% | 0.8247% | 0% | 1.395% | 0% | 0% | 0% |  | 0% |  | 0% |  | 0% |  | 0%
|  |  | 5 | El |  | E |  |  | D | 7.8% | 0% | 3.4% | 0% | 0% | 0% | 8.557% | 0% | 5.718% | 0% | 0% | 0% |  | 0% |  | 0% |  | 0% |  | 0%
|  |  | 6 | Oil |  | Stove |  |  | D | 12.9% | 0% | 5.1% | 0% | 0% | 0% | 1.753% | 0% | 0.6974% | 0% | 0% | 0% |  | 0% |  | 0% |  | 0% |  | 0%
|  |  | 7 | Bio_FW |  | OpenFire |  |  | D | 23.4% | 0% | 16.4% | 0% | 0% | 0% | 2.371% | 0% | 3.766% | 0% | 0% | 0% |  | 0% |  | 0% |  | 0% |  | 0%
|  |  | 8 | [7 empty] | 0% |  | 0% |  | 0% |  | 0% |  | 0% |  | 0% |  | 0% |  | 0% |  | 0% |  | 0%
|  |  | 9 | [7 empty] | 0% |  | 0% |  | 0% |  | 0% |  | 0% |  | 0% |  | 0% |  | 0% |  | 0% |  | 0%
|  |  | 10 | [7 empty] | 0% |  | 0% |  | 0% |  | 0% |  | 0% |  | 0% |  | 0% |  | 0% |  | 0% |  | 0%
|  |  | 11 | [7 empty] | 0% |  | 0% |  | 0% |  | 0% |  | 0% |  | 0% |  | 0% |  | 0% |  | 0% |  | 0%
|  |  | 12 | [7 empty] | 0% |  | 0% |  | 0% |  | 0% |  | 0% |  | 0% |  | 0% |  | 0% |  | 0% |  | 0%
|  |  | 13 | [7 empty] | 0% |  | 0% |  | 0% |  | 0% |  | 0% |  | 0% |  | 0% |  | 0% |  | 0% |  | 0%
|  |  | 14 | [7 empty] | 0% |  | 0% |  | 0% |  | 0% |  | 0% |  | 0% |  | 0% |  | 0% |  | 0% |  | 0%
|  |  | 15 | [7 empty] | 0% |  | 0% |  | 0% |  | 0% |  | 0% |  | 0% |  | 0% |  | 0% |  | 0% |  | 0%
|  |  | 16 | [7 empty] | 0% |  | 0% |  | 0% |  | 0% |  | 0% |  | 0% |  | 0% |  | 0% |  | 0% |  | 0%
|  |  | 17 | [7 empty] | 0% |  | 0% |  | 0% |  | 0% |  | 0% |  | 0% |  | 0% |  | 0% |  | 0% |  | 0%
|  |  | 18 | [7 empty] | 0% |  | 0% |  | 0% |  | 0% |  | 0% |  | 0% |  | 0% |  | 0% |  | 0% |  | 0%
|  |  | 19 | [7 empty] | 0% |  | 0% |  | 0% |  | 0% |  | 0% |  | 0% |  | 0% |  | 0% |  | 0% |  | 0%
|  |  | 20 | [7 empty] | 0% |  | 0% |  | 0% |  | 0% |  | 0% |  | 0% |  | 0% |  | 0% |  | 0% |  | 0%
|  |  |  | Sum | [5 empty] | 100% | 0% | 100% | 0% | 100% | 0% | 100% | 0% | 100% | 0% | 100% | 0% |  | 0% |  | 0% |  | 0% |  | 0%
[5 empty] | thereof |  | central |  |  | 51.1% | 0% | 70.6% | 0% | 61.7% | 0% | 79.9% | 0% | 85.77% | 0% | 64.5% | 0% | 0% | 0% | 0% | 0% | 0% | 0% | 0% | 0%
[7 empty] | decentral |  |  | 48.9% | 0% | 29.4% | 0% | 38.3% | 0% | 20.1% | 0% | 14.23% | 0% | 35.5% | 0% | 0% | 0% | 0% | 0% | 0% | 0% | 0% | 0%
|  |  |  | Other Systems | [5 empty] | 0% | 0% | 0% | 0% | 0% | 0% | 0% | 0% | 0% | 0% | 0% | 0% |  | 0% |  | 0% |  | 0% |  | 0%
DHW Systems
Occurances or Fractions of Produced Heat
|  |  | 1 | El |  | E |  |  | D | 69.01% | 0% | 56.84% | 0% | 19.98% | 0% | 80.42% | 0% | 64.9% | 0% | 19.98% | 0% |  | 0% |  | 0% |  | 0% |  | 0%
|  |  | 2 | Oil |  | B |  |  | C | 13.83% | 0% | 19.75% | 0% | 9.99% | 0% | 6.75% | 0% | 13.33% | 0% | 9.99% | 0% |  | 0% |  | 0% |  | 0% |  | 0%
|  |  | 3 | Gas |  | B |  |  | C | 0.92% | 0% | 0.13% | 0% | 9.99% | 0% | 3.14% | 0% | 3.13% | 0% | 9.99% | 0% |  | 0% |  | 0% |  | 0% |  | 0%
|  |  | 4 | - |  | Solar |  |  | D | 16.24% | 0% | 23.28% | 0% | 60% | 0% | 9.7% | 0% | 18.64% | 0% | 60% | 0% |  | 0% |  | 0% |  | 0% |  | 0%
|  |  | 5 | [7 empty] | 0% |  | 0% |  | 0% |  | 0% |  | 0% |  | 0% |  | 0% |  | 0% |  | 0% |  | 0%
|  |  | 6 | [7 empty] | 0% |  | 0% |  | 0% |  | 0% |  | 0% |  | 0% |  | 0% |  | 0% |  | 0% |  | 0%
|  |  | 7 | [7 empty] | 0% |  | 0% |  | 0% |  | 0% |  | 0% |  | 0% |  | 0% |  | 0% |  | 0% |  | 0%
|  |  | 8 | [7 empty] | 0% |  | 0% |  | 0% |  | 0% |  | 0% |  | 0% |  | 0% |  | 0% |  | 0% |  | 0%
|  |  | 9 | [7 empty] | 0% |  | 0% |  | 0% |  | 0% |  | 0% |  | 0% |  | 0% |  | 0% |  | 0% |  | 0%
|  |  | 10 | [7 empty] | 0% |  | 0% |  | 0% |  | 0% |  | 0% |  | 0% |  | 0% |  | 0% |  | 0% |  | 0%
|  |  | 11 | [7 empty] | 0% |  | 0% |  | 0% |  | 0% |  | 0% |  | 0% |  | 0% |  | 0% |  | 0% |  | 0%
|  |  | 12 | [7 empty] | 0% |  | 0% |  | 0% |  | 0% |  | 0% |  | 0% |  | 0% |  | 0% |  | 0% |  | 0%
|  |  | 13 | [7 empty] | 0% |  | 0% |  | 0% |  | 0% |  | 0% |  | 0% |  | 0% |  | 0% |  | 0% |  | 0%
|  |  | 14 | [7 empty] | 0% |  | 0% |  | 0% |  | 0% |  | 0% |  | 0% |  | 0% |  | 0% |  | 0% |  | 0%
|  |  | 15 | [7 empty] | 0% |  | 0% |  | 0% |  | 0% |  | 0% |  | 0% |  | 0% |  | 0% |  | 0% |  | 0%
|  |  | 16 | [7 empty] | 0% |  | 0% |  | 0% |  | 0% |  | 0% |  | 0% |  | 0% |  | 0% |  | 0% |  | 0%
|  |  | 17 | [7 empty] | 0% |  | 0% |  | 0% |  | 0% |  | 0% |  | 0% |  | 0% |  | 0% |  | 0% |  | 0%
|  |  | 18 | [7 empty] | 0% |  | 0% |  | 0% |  | 0% |  | 0% |  | 0% |  | 0% |  | 0% |  | 0% |  | 0%
|  |  | 19 | [7 empty] | 0% |  | 0% |  | 0% |  | 0% |  | 0% |  | 0% |  | 0% |  | 0% |  | 0% |  | 0%
|  |  | 20 | [7 empty] | 0% |  | 0% |  | 0% |  | 0% |  | 0% |  | 0% |  | 0% |  | 0% |  | 0% |  | 0%
|  |  |  | Sum | [5 empty] | 100% | 0% | 100% | 0% | 99.96% | 0% | 100% | 0% | 100% | 0% | 99.96% | 0% |  | 0% |  | 0% |  | 0% |  | 0%
[5 empty] | thereof |  | central |  |  | 14.75% | 0% | 19.88% | 0% | 19.98% | 0% | 9.89% | 0% | 16.46% | 0% | 19.98% | 0% | 0% | 0% | 0% | 0% | 0% | 0% | 0% | 0%
[7 empty] | decentral |  |  | 85.25% | 0% | 80.12% | 0% | 79.98% | 0% | 90.12% | 0% | 83.54% | 0% | 79.98% | 0% | 0% | 0% | 0% | 0% | 0% | 0% | 0% | 0%
|  |  |  | Other Systems | [5 empty] | 0% | 0% | 0% | 0% | 0.04% | 0% | -0.01% | 0% | 0% | 0% | 0.04% | 0% |  | 0% |  | 0% |  | 0% |  | 0%
|  | Energy Balance | [16 empty] | All energy quantities in | GWh/a |  |  |  | Heating + DHW
[8 empty] | fuels related to |  |  | gross | 0% | calorific value
[28 empty] | Total |  | per m²
|  |  | Net heat need |  |  |  |  | 15820.0088 |  | 8352.2614 |  | 2.6193 |  | 5758.1624 |  | 7875.7415 |  | 4.4403 |  | 0 |  | 0 |  | 0 |  | 0 |  | 37813.2337 |  | 122.4417
|  |  | Produced heat |  |  |  |  | 16045.2893 |  | 8109.3703 |  | 2.274 |  | 7107.0476 |  | 7952.8181 |  | 2.7076 |  | 0 |  | 0 |  | 0 |  | 0 |  | 39219.5068 |  | 126.9953
|  |  | Gas |  |  |  | 1 | 468.4918 |  | 60.5355 |  | 0.57529 |  | 1202.6694 |  | 943.223 |  | 0.84551 |  | 0 |  | 0 |  | 0 |  | 0 |  | 2676.3405 |  | 8.6662
|  |  | Oil |  |  |  | 1 | 15163.4426 |  | 7739.1996 |  | 0.84321 |  | 6064.5429 |  | 6392.9586 |  | 0.97436 |  | 0 |  | 0 |  | 0 |  | 0 |  | 35361.9612 |  | 114.5043
|  |  | Coal |  |  |  | 1 | 0 |  | 0 |  | 0 |  | 0 |  | 0 |  | 0 |  | 0 |  | 0 |  | 0 |  | 0 |  | 0 |  | 0
|  |  | Bio |  |  |  | 1 | 20809.8256 |  | 6972.8319 |  | 0 |  | 657.6476 |  | 1206.4713 |  | 0 |  | 0 |  | 0 |  | 0 |  | 0 |  | 29646.7764 |  | 95.9982
|  |  | DH |  |  |  |  | 1071.2747 |  | 416.1452 |  | 0.66551 |  | 518.9172 |  | 281.1687 |  | 0.53447 |  | 0 |  | 0 |  | 0 |  | 0 |  | 2288.7057 |  | 7.411
|  |  | El |  |  |  |  | 3475.1127 |  | 1352.4498 |  | 0.4031 |  | 1199.1505 |  | 1688.3959 |  | 0.58684 |  | 0 |  | 0 |  | 0 |  | 0 |  | 7716.0989 |  | 24.9852
|  |  | Other / not specified |  |  |  |  | 0 |  | 0 |  | 0 |  | 0 |  | 0 |  | 0 |  | 0 |  | 0 |  | 0 |  | 0 |  | 0 |  | 0
|  |  | Sum final energy |  |  |  |  | 40988.1474 |  | 16541.162 |  | 2.4871 |  | 9642.9275 |  | 10512.2176 |  | 2.9412 |  | 0 |  | 0 |  | 0 |  | 0 |  | 77689.8828 |  | 251.5649
|  |  | per m² |  |  |  |  | 515.3311 |  | 225.3742 |  | 57.8255 |  | 190.0732 |  | 100.1069 |  | 26.959
|  |  | CHP electr. production |  |  |  |  | 0 |  | 0 |  | 0 |  | 0 |  | 0 |  | 0 |  | 0 |  | 0 |  | 0 |  | 0 |  | 0 |  | 0
| Version: |  | 2016-01-21
| TABULA Average Buildings | [29 empty] | EPISCOPE Monitoring Indicators
[5 empty] | Building Stock |  |  |  | HU | Local |  |  | Local building stock of Budaörs, Hungary | [15 empty] | Year | 2015
[5 empty] | Details |  |  |  | national average buildings applied for the case study, BME model / based on a survey involving 2000 buildings in 2015 | Local building stock of Budaörs, Hungary | Local building stock of Budaörs, Hungary | Local building stock of Budaörs, Hungary | Local building stock of Budaörs, Hungary | Local building stock of Budaörs, Hungary | Local building stock of Budaörs, Hungary | Local building stock of Budaörs, Hungary | Local building stock of Budaörs, Hungary | Local building stock of Budaörs, Hungary | Local building stock of Budaörs, Hungary | Local building stock of Budaörs, Hungary | Local building stock of Budaörs, Hungary | Local building stock of Budaörs, Hungary | Local building stock of Budaörs, Hungary | Local building stock of Budaörs, Hungary | Local building stock of Budaörs, Hungary | Local building stock of Budaörs, Hungary | Local building stock of Budaörs, Hungary | Local building stock of Budaörs, Hungary | Local building stock of Budaörs, Hungary | Local building stock of Budaörs, Hungary | Local building stock of Budaörs, Hungary
Annotations to this sheet
[10 empty] | 1 |  | 2 |  | 3 |  | 4 |  | 5 |  | 6 |  | 7 |  | 8 |  | 9 |  | 10
|  |  | Building type / label | [6 empty] | SFH.01 |  | MFH.01 |  | AB.01 |  | SFH.02 |  | MFH.02
Building size category
Construction time band
|  | General Data | [5 empty] | Total
|  |  | Number of buildings |  |  |  |  | 9099.6516 | 0 | 5881.3712 | 0 | 0 | 0 | 35.7038 | 0 | 3129.9311 | 0 | 52.6455 | 0 | 0 | 0 | 0 | 0 | 0 | 0 | 0 | 0 | 0 | 0 | 10^0
|  |  | Number of dwellings |  |  |  |  | 12380 | 0 | 5881 | 0 | 0 | 0 | 2106 | 0 | 3130 | 0 | 1263 | 0 | 0 | 0 | 0 | 0 | 0 | 0 | 0 | 0 | 0 | 0 | 10^0
|  |  | Floor area national | [6 empty] | 594.489 | 0 | 0 | 0 | 139.47 | 0 | 490.961 | 0 | 85.899 | 0 | 0 | 0 | 0 | 0 | 0 | 0 | 0 | 0 | 0 | 0 | 10^3 m²
|  |  | Floor area TABULA |  |  |  |  | 1310.819 | 0 | 594.489 | 0 | 0 | 0 | 139.47 | 0 | 490.961 | 0 | 85.899 | 0 | 0 | 0 | 0 | 0 | 0 | 0 | 0 | 0 | 0 | 0 | 10^3 m²
Building Insulation
Original state / not refurbished fraction of the envelope area
U-values of the original state
|  |  |  | Roof | [5 empty] | 0.95 |  | 0.85 |  | 0.62 |  | 0.33569 |  | 0.30624 |  | 0 |  | 0 |  | 0 |  | 0 |  | 0 |  | W/(m²K)
|  |  |  | Wall | [5 empty] | 1.2 |  | 1.23 |  | 1.13 |  | 0.52 |  | 0.52 |  | 0 |  | 0 |  | 0 |  | 0 |  | 0 |  | W/(m²K)
|  |  |  | Window | [5 empty] | 2.86 |  | 2.59 |  | 2.81 |  | 1.78 |  | 1.76 |  | 0 |  | 0 |  | 0 |  | 0 |  | 0 |  | W/(m²K)
|  |  |  | Floor | [5 empty] | 1.0155 |  | 0.98712 |  | 1.0718 |  | 0.58941 |  | 0.53599 |  | 0 |  | 0 |  | 0 |  | 0 |  | 0 |  | W/(m²K)
Refubishments (averages)
Refurbished fraction of envelope areas
|  |  |  | Roof | [5 empty] | 9.2% |  | 3.6% |  | 14.1% |  | 5.67% |  | 0.8198% |  | 0% |  | 0% |  | 0% |  | 0% |  | 0%
|  |  |  | Wall | [5 empty] | 11.5% |  | 6.6% |  | 14.9% |  | 8.3% |  | 1.9% |  | 0% |  | 0% |  | 0% |  | 0% |  | 0%
|  |  |  | Window | [5 empty] | 19.7% |  | 20.8% |  | 33.5% |  | 6.8% |  | 2% |  | 0% |  | 0% |  | 0% |  | 0% |  | 0%
|  |  |  | Floor | [5 empty] | 0.5657% |  | 0.2847% |  | 6.94% |  | 0.1941% |  | 0.8504% |  | 0% |  | 0% |  | 0% |  | 0% |  | 0%
|  |  |  | Total (indicative) | [5 empty] | 8.066% |  | 6.492% |  | 16.92% |  | 5.315% |  | 1.465% |  | 0% |  | 0% |  | 0% |  | 0% |  | 0%
U-values of the refurbished fraction (averages)
|  |  |  | Roof | [5 empty] | 0.36329 |  | 0.34765 |  | 0.22282 |  | 0.24608 |  | 0.14973 |  | 0 |  | 0 |  | 0 |  | 0 |  | 0 |  | W/(m²K)
|  |  |  | Wall | [5 empty] | 0.51064 |  | 0.51599 |  | 0.34663 |  | 0.32808 |  | 0.32808 |  | 0 |  | 0 |  | 0 |  | 0 |  | 0 |  | W/(m²K)
|  |  |  | Window | [5 empty] | 1.55 |  | 1.55 |  | 1.76 |  | 1.18 |  | 1.18 |  | 0 |  | 0 |  | 0 |  | 0 |  | 0 |  | W/(m²K)
|  |  |  | Floor | [5 empty] | 0.61224 |  | 0.54247 |  | 0.58723 |  | 0.46904 |  | 0.35789 |  | 0 |  | 0 |  | 0 |  | 0 |  | 0 |  | W/(m²K)
Main Heat Supply Systems
Ventilation Systems with Heat Recovery
|  |  |  | Occurances | [5 empty] | 0% | 0% | 0% | 0% | 0% | 0% | 0% | 0% | 0% | 0% | 0% | 0% | 0% | 0% | 0% | 0% | 0% | 0% | 0% | 0%
Heating Systems
Occurances or Fractions of Produced Heat
|  |  | 1 | Gas |  | B_NC_CT |  |  | C | 20.7% | 0% |  | 0% | 8.6% | 0% | 35.3% | 0% | 29.8% | 0% |  | 0% |  | 0% |  | 0% |  | 0% |  | 0%
|  |  | 2 | DH |  |  |  |  | C | 0% | 0% |  | 0% | 72.3% | 0% | 0% | 0% | 6.5% | 0% |  | 0% |  | 0% |  | 0% |  | 0% |  | 0%
|  |  | 3 | El |  | E |  |  | D | 1.8% | 0% |  | 0% | 0% | 0% | 1.2% | 0% | 2% | 0% |  | 0% |  | 0% |  | 0% |  | 0% |  | 0%
|  |  | 4 | Gas |  | B_NC_CT |  |  | D | 48.4% | 0% |  | 0% | 18.7% | 0% | 53.8% | 0% | 61.7% | 0% |  | 0% |  | 0% |  | 0% |  | 0% |  | 0%
|  |  | 5 | Bio_Wood |  | Stove_S |  |  | D | 29.1% | 0% |  | 0% | 0.3% | 0% | 9.7% | 0% | 0% | 0% |  | 0% |  | 0% |  | 0% |  | 0% |  | 0%
|  |  | 6 | [7 empty] | 0% |  | 0% |  | 0% |  | 0% |  | 0% |  | 0% |  | 0% |  | 0% |  | 0% |  | 0%
|  |  | 7 | [7 empty] | 0% |  | 0% |  | 0% |  | 0% |  | 0% |  | 0% |  | 0% |  | 0% |  | 0% |  | 0%
|  |  | 8 | [7 empty] | 0% |  | 0% |  | 0% |  | 0% |  | 0% |  | 0% |  | 0% |  | 0% |  | 0% |  | 0%
|  |  | 9 | [7 empty] | 0% |  | 0% |  | 0% |  | 0% |  | 0% |  | 0% |  | 0% |  | 0% |  | 0% |  | 0%
|  |  | 10 | [7 empty] | 0% |  | 0% |  | 0% |  | 0% |  | 0% |  | 0% |  | 0% |  | 0% |  | 0% |  | 0%
|  |  | 11 | [7 empty] | 0% |  | 0% |  | 0% |  | 0% |  | 0% |  | 0% |  | 0% |  | 0% |  | 0% |  | 0%
|  |  | 12 | [7 empty] | 0% |  | 0% |  | 0% |  | 0% |  | 0% |  | 0% |  | 0% |  | 0% |  | 0% |  | 0%
|  |  | 13 | [7 empty] | 0% |  | 0% |  | 0% |  | 0% |  | 0% |  | 0% |  | 0% |  | 0% |  | 0% |  | 0%
|  |  | 14 | [7 empty] | 0% |  | 0% |  | 0% |  | 0% |  | 0% |  | 0% |  | 0% |  | 0% |  | 0% |  | 0%
|  |  | 15 | [7 empty] | 0% |  | 0% |  | 0% |  | 0% |  | 0% |  | 0% |  | 0% |  | 0% |  | 0% |  | 0%
|  |  | 16 | [7 empty] | 0% |  | 0% |  | 0% |  | 0% |  | 0% |  | 0% |  | 0% |  | 0% |  | 0% |  | 0%
|  |  | 17 | [7 empty] | 0% |  | 0% |  | 0% |  | 0% |  | 0% |  | 0% |  | 0% |  | 0% |  | 0% |  | 0%
|  |  | 18 | [7 empty] | 0% |  | 0% |  | 0% |  | 0% |  | 0% |  | 0% |  | 0% |  | 0% |  | 0% |  | 0%
|  |  | 19 | [7 empty] | 0% |  | 0% |  | 0% |  | 0% |  | 0% |  | 0% |  | 0% |  | 0% |  | 0% |  | 0%
|  |  | 20 | [7 empty] | 0% |  | 0% |  | 0% |  | 0% |  | 0% |  | 0% |  | 0% |  | 0% |  | 0% |  | 0%
|  |  |  | Sum | [5 empty] | 100% | 0% |  | 0% | 99.9% | 0% | 100% | 0% | 100% | 0% |  | 0% |  | 0% |  | 0% |  | 0% |  | 0%
[5 empty] | thereof |  | central |  |  | 20.7% | 0% | 0% | 0% | 80.9% | 0% | 35.3% | 0% | 36.3% | 0% | 0% | 0% | 0% | 0% | 0% | 0% | 0% | 0% | 0% | 0%
[7 empty] | decentral |  |  | 79.3% | 0% | 0% | 0% | 19% | 0% | 64.7% | 0% | 63.7% | 0% | 0% | 0% | 0% | 0% | 0% | 0% | 0% | 0% | 0% | 0%
|  |  |  | Other Systems | [5 empty] | 0% | 0% |  | 0% | 0.1% | 0% | 0% | 0% | 0% | 0% |  | 0% |  | 0% |  | 0% |  | 0% |  | 0%
DHW Systems
Occurances or Fractions of Produced Heat
|  |  | 1 | Gas |  | B_NC_CT |  |  | C | 21.2% | 0% |  | 0% | 8.4% | 0% | 28.5% | 0% | 27.6% | 0% |  | 0% |  | 0% |  | 0% |  | 0% |  | 0%
|  |  | 2 | DH |  |  |  |  | C | 0% | 0% |  | 0% | 69.8% | 0% | 0% | 0% | 7.2% | 0% |  | 0% |  | 0% |  | 0% |  | 0% |  | 0%
|  |  | 3 | El |  |  |  |  | D | 0% | 0% |  | 0% | 4.4% | 0% | 16.2% | 0% | 6.7% | 0% |  | 0% |  | 0% |  | 0% |  | 0% |  | 0%
|  |  | 4 | Gas |  | B_NC_CT |  |  | D | 55.6% | 0% |  | 0% | 17.3% | 0% | 52.3% | 0% | 57% | 0% |  | 0% |  | 0% |  | 0% |  | 0% |  | 0%
|  |  | 5 | Bio_Wood |  | B_WP |  |  | D | 19.8% | 0% |  | 0% | 0% | 0% | 0% | 0% | 0% | 0% |  | 0% |  | 0% |  | 0% |  | 0% |  | 0%
|  |  | 6 | [7 empty] | 0% |  | 0% |  | 0% |  | 0% |  | 0% |  | 0% |  | 0% |  | 0% |  | 0% |  | 0%
|  |  | 7 | [7 empty] | 0% |  | 0% |  | 0% |  | 0% |  | 0% |  | 0% |  | 0% |  | 0% |  | 0% |  | 0%
|  |  | 8 | [7 empty] | 0% |  | 0% |  | 0% |  | 0% |  | 0% |  | 0% |  | 0% |  | 0% |  | 0% |  | 0%
|  |  | 9 | [7 empty] | 0% |  | 0% |  | 0% |  | 0% |  | 0% |  | 0% |  | 0% |  | 0% |  | 0% |  | 0%
|  |  | 10 | [7 empty] | 0% |  | 0% |  | 0% |  | 0% |  | 0% |  | 0% |  | 0% |  | 0% |  | 0% |  | 0%
|  |  | 11 | [7 empty] | 0% |  | 0% |  | 0% |  | 0% |  | 0% |  | 0% |  | 0% |  | 0% |  | 0% |  | 0%
|  |  | 12 | [7 empty] | 0% |  | 0% |  | 0% |  | 0% |  | 0% |  | 0% |  | 0% |  | 0% |  | 0% |  | 0%
|  |  | 13 | [7 empty] | 0% |  | 0% |  | 0% |  | 0% |  | 0% |  | 0% |  | 0% |  | 0% |  | 0% |  | 0%
|  |  | 14 | [7 empty] | 0% |  | 0% |  | 0% |  | 0% |  | 0% |  | 0% |  | 0% |  | 0% |  | 0% |  | 0%
|  |  | 15 | [7 empty] | 0% |  | 0% |  | 0% |  | 0% |  | 0% |  | 0% |  | 0% |  | 0% |  | 0% |  | 0%
|  |  | 16 | [7 empty] | 0% |  | 0% |  | 0% |  | 0% |  | 0% |  | 0% |  | 0% |  | 0% |  | 0% |  | 0%
|  |  | 17 | [7 empty] | 0% |  | 0% |  | 0% |  | 0% |  | 0% |  | 0% |  | 0% |  | 0% |  | 0% |  | 0%
|  |  | 18 | [7 empty] | 0% |  | 0% |  | 0% |  | 0% |  | 0% |  | 0% |  | 0% |  | 0% |  | 0% |  | 0%
|  |  | 19 | [7 empty] | 0% |  | 0% |  | 0% |  | 0% |  | 0% |  | 0% |  | 0% |  | 0% |  | 0% |  | 0%
|  |  | 20 | [7 empty] | 0% |  | 0% |  | 0% |  | 0% |  | 0% |  | 0% |  | 0% |  | 0% |  | 0% |  | 0%
|  |  |  | Sum | [5 empty] | 96.6% | 0% |  | 0% | 99.9% | 0% | 97% | 0% | 98.5% | 0% |  | 0% |  | 0% |  | 0% |  | 0% |  | 0%
[5 empty] | thereof |  | central |  |  | 21.2% | 0% | 0% | 0% | 78.2% | 0% | 28.5% | 0% | 34.8% | 0% | 0% | 0% | 0% | 0% | 0% | 0% | 0% | 0% | 0% | 0%
[7 empty] | decentral |  |  | 75.4% | 0% | 0% | 0% | 21.7% | 0% | 68.5% | 0% | 63.7% | 0% | 0% | 0% | 0% | 0% | 0% | 0% | 0% | 0% | 0% | 0%
|  |  |  | Other Systems | [5 empty] | 3.4% | 0% |  | 0% | 0.1% | 0% | 3% | 0% | 1.5% | 0% |  | 0% |  | 0% |  | 0% |  | 0% |  | 0%
|  | Energy Balance | [16 empty] | All energy quantities in | MWh/a |  |  |  | Heating + DHW
separate modell: real example buildings (with one representative heating/dhw system)
[8 empty] | fuels related to |  |  | gross | 0% | calorific value
[28 empty] | Total |  | per m²
|  |  | Net heat need |  |  |  |  | 135466.3569 |  | 0 |  | 13321.2102 |  | 50343.2169 |  | 8797.1891 |  | 0 |  | 0 |  | 0 |  | 0 |  | 0 |  | 207927.9731 |  | 158.6245
|  |  | Produced heat |  |  |  |  | 173762.3598 |  | 0 |  | 20465.1924 |  | 83947.2412 |  | 14518.6029 |  | 0 |  | 0 |  | 0 |  | 0 |  | 0 |  | 292693.3963 |  | 223.2905
|  |  | Gas |  |  |  | 1.087 | 132385.1876 |  | 0 |  | 9039.757 |  | 76949.9891 |  | 14270.0552 |  | 0 |  | 0 |  | 0 |  | 0 |  | 0 |  | 232644.9888 |  | 177.4806
|  |  | Oil |  |  |  | 1.0526 | 0 |  | 0 |  | 0 |  | 0 |  | 0 |  | 0 |  | 0 |  | 0 |  | 0 |  | 0 |  | 0 |  | 0
|  |  | Coal |  |  |  | 1.0526 | 0 |  | 0 |  | 0 |  | 0 |  | 0 |  | 0 |  | 0 |  | 0 |  | 0 |  | 0 |  | 0 |  | 0
|  |  | Bio |  |  |  | 1.0526 | 51724.9063 |  | 0 |  | 56.5657 |  | 7019.7687 |  | 0 |  | 0 |  | 0 |  | 0 |  | 0 |  | 0 |  | 58801.2408 |  | 44.8584
|  |  | DH |  |  |  |  | 0 |  | 0 |  | 11823.5151 |  | 448.905 |  | 683.7829 |  | 0 |  | 0 |  | 0 |  | 0 |  | 0 |  | 12956.203 |  | 9.8841
|  |  | El |  |  |  |  | 2829.3263 |  | 0 |  | 271.3634 |  | 6035.5661 |  | 706.3692 |  | 0 |  | 0 |  | 0 |  | 0 |  | 0 |  | 9842.6249 |  | 7.5088
|  |  | Other / not specified |  |  |  |  | 0 |  | 0 |  | 0 |  | 0 |  | 0 |  | 0 |  | 0 |  | 0 |  | 0 |  | 0 |  | 0 |  | 0
|  |  | Sum final energy |  |  |  |  | 186939.4201 |  | 0 |  | 21191.2012 |  | 90454.2288 |  | 15660.2073 |  | 0 |  | 0 |  | 0 |  | 0 |  | 0 |  | 314245.0574 |  | 239.7318
|  |  | per m² |  |  |  |  | 314.454 |  |  |  | 151.9409 |  | 184.2391 |  | 182.3095
|  |  | CHP electr. production |  |  |  |  | 0 |  | 0 |  | 0 |  | 0 |  | 0 |  | 0 |  | 0 |  | 0 |  | 0 |  | 0 |  | 0 |  | 0
| Version: |  | 2016-01-21
| TABULA Average Buildings | [29 empty] | EPISCOPE Monitoring Indicators
[5 empty] | Building Stock |  |  |  | IE | Local |  |  | Housing Stock on Northside of Dublin City, Ireland | [15 empty] | Year | 2015
[5 empty] | Details |  |  |  | Energy Action model | Housing Stock on Northside of Dublin City, Ireland | Housing Stock on Northside of Dublin City, Ireland | Housing Stock on Northside of Dublin City, Ireland | Housing Stock on Northside of Dublin City, Ireland | Housing Stock on Northside of Dublin City, Ireland | Housing Stock on Northside of Dublin City, Ireland | Housing Stock on Northside of Dublin City, Ireland | Housing Stock on Northside of Dublin City, Ireland | Housing Stock on Northside of Dublin City, Ireland | Housing Stock on Northside of Dublin City, Ireland | Housing Stock on Northside of Dublin City, Ireland | Housing Stock on Northside of Dublin City, Ireland | Housing Stock on Northside of Dublin City, Ireland | Housing Stock on Northside of Dublin City, Ireland | Housing Stock on Northside of Dublin City, Ireland | Housing Stock on Northside of Dublin City, Ireland | Housing Stock on Northside of Dublin City, Ireland | Housing Stock on Northside of Dublin City, Ireland | Housing Stock on Northside of Dublin City, Ireland | Housing Stock on Northside of Dublin City, Ireland | Housing Stock on Northside of Dublin City, Ireland | Housing Stock on Northside of Dublin City, Ireland
Annotations to this sheet
[10 empty] | 1 |  | 2 |  | 3 |  | 4 |  | 5 |  | 6 |  | 7 |  | 8 |  | 9 |  | 10
|  |  | Building type / label | [6 empty] | House 1700-1977 |  | House 1978-1999 |  | House 2000-2010 |  | Apartment 1700-1977 |  | Apartment 1978-1999 |  | Apartment 2000-2010
Building size category
Construction time band
|  | General Data | [5 empty] | Total
|  |  | Number of buildings |  |  |  |  | 134000 | 0 | 66101.1533 | 0 | 23190.496 | 0 | 6891.3508 | 0 | 7128.1266 | 0 | 10608.9141 | 0 | 20079.9593 | 0 | 0 | 0 | 0 | 0 | 0 | 0 | 0 | 0 | 10^0
|  |  | Number of dwellings |  |  |  |  | 134000 | 0 | 66101 | 0 | 23190 | 0 | 6891 | 0 | 7128 | 0 | 10609 | 0 | 20081 | 0 | 0 | 0 | 0 | 0 | 0 | 0 | 0 | 0 | 10^0
|  |  | Floor area national | [6 empty] | 6643.1659 | 0 | 2147.4399 | 0 | 769.0747 | 0 | 326.4682 | 0 | 504.9843 | 0 | 1411.6211 | 0 | 0 | 0 | 0 | 0 | 0 | 0 | 0 | 0 | 10^3 m²
|  |  | Floor area TABULA |  |  |  |  | 11802.7542 | 0 | 6643.1659 | 0 | 2147.4399 | 0 | 769.0747 | 0 | 326.4682 | 0 | 504.9843 | 0 | 1411.6211 | 0 | 0 | 0 | 0 | 0 | 0 | 0 | 0 | 0 | 10^3 m²
Building Insulation
Original state / not refurbished fraction of the envelope area
U-values of the original state
|  |  |  | Roof | [5 empty] | 1.26 |  | 0.42 |  | 0.42 |  | 1.87 |  | 0.41 |  | 0.41 |  | 0 |  | 0 |  | 0 |  | 0 |  | W/(m²K)
|  |  |  | Wall | [5 empty] | 1.78 |  | 0.67 |  | 0.42 |  | 1.63 |  | 0.66 |  | 0.51 |  | 0 |  | 0 |  | 0 |  | 0 |  | W/(m²K)
|  |  |  | Window | [5 empty] | 4.9041 |  | 4.1868 |  | 2.5673 |  | 4.4495 |  | 3.3426 |  | 2.5149 |  | 0 |  | 0 |  | 0 |  | 0 |  | W/(m²K)
|  |  |  | Floor | [5 empty] | 1.22 |  | 1.02 |  | 0.7 |  | 1.4 |  | 1.06 |  | 5.2 |  | 0 |  | 0 |  | 0 |  | 0 |  | W/(m²K)
Refubishments (averages)
Refurbished fraction of envelope areas
|  |  |  | Roof | [5 empty] | 47.9% |  | 44.4% |  | 8% |  | 42.4% |  | 27.4% |  | 0.7% |  | 0% |  | 0% |  | 0% |  | 0%
|  |  |  | Wall | [5 empty] | 25% |  | 43.3% |  | 2.5% |  | 22.3% |  | 16.3% |  | 0.7% |  | 0% |  | 0% |  | 0% |  | 0%
|  |  |  | Window | [5 empty] | 76.76% |  | 76.83% |  | 15.31% |  | 61.78% |  | 62.96% |  | 5.29% |  | 0% |  | 0% |  | 0% |  | 0%
|  |  |  | Floor | [5 empty] | 1.5% |  | 0.5% |  | 2.9% |  | 0.6% |  | 3.1% |  | 3.5% |  | 0% |  | 0% |  | 0% |  | 0%
|  |  |  | Total (indicative) | [5 empty] | 29.45% |  | 35.41% |  | 5.185% |  | 26.26% |  | 21.41% |  | 1.919% |  | 0% |  | 0% |  | 0% |  | 0%
U-values of the refurbished fraction (averages)
|  |  |  | Roof | [5 empty] | 0.25 |  | 0.14 |  | 0.13 |  | 0.24 |  | 0.14 |  | 0.13 |  | 0 |  | 0 |  | 0 |  | 0 |  | W/(m²K)
|  |  |  | Wall | [5 empty] | 0.35 |  | 0.33 |  | 0.21 |  | 0.36 |  | 0.34 |  | 0.22 |  | 0 |  | 0 |  | 0 |  | 0 |  | W/(m²K)
|  |  |  | Window | [5 empty] | 2.8888 |  | 2.7916 |  | 1.6989 |  | 2.8271 |  | 2.7249 |  | 1.6345 |  | 0 |  | 0 |  | 0 |  | 0 |  | W/(m²K)
|  |  |  | Floor | [5 empty] | 0.36 |  | 0.44 |  | 0.26 |  | 0.38 |  | 0.4 |  | 0.3 |  | 0 |  | 0 |  | 0 |  | 0 |  | W/(m²K)
Main Heat Supply Systems
Ventilation Systems with Heat Recovery
|  |  |  | Occurances | [5 empty] | 0.09727% | 0% | 0% | 0% | 0% | 0% | 0% | 0% | 0% | 0% | 0% | 0% | 0% | 0% | 0% | 0% | 0% | 0% | 0% | 0%
Heating Systems
Occurances or Fractions of Produced Heat
|  |  | 1 | Gas |  | B_NC_CT |  |  | C | 85.1% | 0% | 88.9% | 0% | 93.1% | 0% | 55% | 0% | 38% | 0% | 55.7% | 0% |  | 0% |  | 0% |  | 0% |  | 0%
|  |  | 2 | Oil |  | B_NC_CT |  |  | C | 9.1% | 0% | 5.9% | 0% | 0.8% | 0% | 3.1% | 0% | 0% | 0% | 0% | 0% |  | 0% |  | 0% |  | 0% |  | 0%
|  |  | 3 | El |  |  |  |  | C | 0% | 0% | 0% | 0% | 2.2% | 0% | 0% | 0% | 0% | 0% | 0.5% | 0% |  | 0% |  | 0% |  | 0% |  | 0%
|  |  | 4 | Bio |  |  |  |  | C | 0% | 0% | 0% | 0% | 0% | 0% | 0% | 0% | 0% | 0% | 0.2% | 0% |  | 0% |  | 0% |  | 0% |  | 0%
|  |  | 5 | Coal |  | B_NC_CT |  |  | C | 0.4% | 0% | 0% | 0% | 0% | 0% | 0% | 0% | 0% | 0% | 0% | 0% |  | 0% |  | 0% |  | 0% |  | 0%
|  |  | 6 | Gas |  |  |  |  | D | 0% | 0% | 0% | 0% | 0% | 0% | 0% | 0% | 0% | 0% | 0% | 0% |  | 0% |  | 0% |  | 0% |  | 0%
|  |  | 7 | Oil |  |  |  |  | D | 0% | 0% | 0% | 0% | 0% | 0% | 0% | 0% | 0% | 0% | 0% | 0% |  | 0% |  | 0% |  | 0% |  | 0%
|  |  | 8 | El |  | E_Storage |  |  | D | 3.6% | 0% | 4.8% | 0% | 3.6% | 0% | 41% | 0% | 61.6% | 0% | 43.6% | 0% |  | 0% |  | 0% |  | 0% |  | 0%
|  |  | 9 | Bio |  |  |  |  | D | 0% | 0% | 0% | 0% | 0% | 0% | 0% | 0% | 0% | 0% | 0% | 0% |  | 0% |  | 0% |  | 0% |  | 0%
|  |  | 10 | Coal |  | OpenFire |  |  | D | 1.4% | 0% | 0% | 0% | 0% | 0% | 0.7% | 0% | 0% | 0% | 0% | 0% |  | 0% |  | 0% |  | 0% |  | 0%
|  |  | 11 | [7 empty] | 0% |  | 0% |  | 0% |  | 0% |  | 0% |  | 0% |  | 0% |  | 0% |  | 0% |  | 0%
|  |  | 12 | [7 empty] | 0% |  | 0% |  | 0% |  | 0% |  | 0% |  | 0% |  | 0% |  | 0% |  | 0% |  | 0%
|  |  | 13 | [7 empty] | 0% |  | 0% |  | 0% |  | 0% |  | 0% |  | 0% |  | 0% |  | 0% |  | 0% |  | 0%
|  |  | 14 | [7 empty] | 0% |  | 0% |  | 0% |  | 0% |  | 0% |  | 0% |  | 0% |  | 0% |  | 0% |  | 0%
|  |  | 15 | [7 empty] | 0% |  | 0% |  | 0% |  | 0% |  | 0% |  | 0% |  | 0% |  | 0% |  | 0% |  | 0%
|  |  | 16 | [7 empty] | 0% |  | 0% |  | 0% |  | 0% |  | 0% |  | 0% |  | 0% |  | 0% |  | 0% |  | 0%
|  |  | 17 | [7 empty] | 0% |  | 0% |  | 0% |  | 0% |  | 0% |  | 0% |  | 0% |  | 0% |  | 0% |  | 0%
|  |  | 18 | [7 empty] | 0% |  | 0% |  | 0% |  | 0% |  | 0% |  | 0% |  | 0% |  | 0% |  | 0% |  | 0%
|  |  | 19 | [7 empty] | 0% |  | 0% |  | 0% |  | 0% |  | 0% |  | 0% |  | 0% |  | 0% |  | 0% |  | 0%
|  |  | 20 | [7 empty] | 0% |  | 0% |  | 0% |  | 0% |  | 0% |  | 0% |  | 0% |  | 0% |  | 0% |  | 0%
|  |  |  | Sum | [5 empty] | 99.6% | 0% | 99.6% | 0% | 99.7% | 0% | 99.8% | 0% | 99.6% | 0% | 100% | 0% |  | 0% |  | 0% |  | 0% |  | 0%
[5 empty] | thereof |  | central |  |  | 94.6% | 0% | 94.8% | 0% | 96.1% | 0% | 58.1% | 0% | 38% | 0% | 56.4% | 0% | 0% | 0% | 0% | 0% | 0% | 0% | 0% | 0%
[7 empty] | decentral |  |  | 5% | 0% | 4.8% | 0% | 3.6% | 0% | 41.7% | 0% | 61.6% | 0% | 43.6% | 0% | 0% | 0% | 0% | 0% | 0% | 0% | 0% | 0%
|  |  |  | Other Systems | [5 empty] | 0.4% | 0% | 0.4% | 0% | 0.3% | 0% | 0.2% | 0% | 0.4% | 0% | 0% | 0% |  | 0% |  | 0% |  | 0% |  | 0%
DHW Systems
Occurances or Fractions of Produced Heat
|  |  | 1 | Gas |  | B_NC_CT |  |  | C | 85.1% | 0% | 88.8% | 0% | 93.4% | 0% | 55.2% | 0% | 37.8% | 0% | 55.7% | 0% |  | 0% |  | 0% |  | 0% |  | 0%
|  |  | 2 | Oil |  | B_NC_CT |  |  | C | 9.1% | 0% | 5.9% | 0% | 0.8% | 0% | 3.1% | 0% | 0% | 0% | 0% | 0% |  | 0% |  | 0% |  | 0% |  | 0%
|  |  | 3 | El |  |  |  |  | C | 0% | 0% | 0% | 0% | 2.2% | 0% | 0% | 0% | 0% | 0% | 0.5% | 0% |  | 0% |  | 0% |  | 0% |  | 0%
|  |  | 4 | Bio |  |  |  |  | C | 0% | 0% | 0% | 0% | 0% | 0% | 0% | 0% | 0% | 0% | 0.2% | 0% |  | 0% |  | 0% |  | 0% |  | 0%
|  |  | 5 | Coal |  | B_NC_CT |  |  | C | 0.5% | 0% | 0% | 0% | 0% | 0% | 0% | 0% | 0% | 0% | 0% | 0% |  | 0% |  | 0% |  | 0% |  | 0%
|  |  | 6 | Gas |  |  |  |  | D | 0% | 0% | 0% | 0% | 0% | 0% | 0% | 0% | 0% | 0% | 0% | 0% |  | 0% |  | 0% |  | 0% |  | 0%
|  |  | 7 | Oil |  |  |  |  | D | 0% | 0% | 0% | 0% | 0% | 0% | 0% | 0% | 0% | 0% | 0% | 0% |  | 0% |  | 0% |  | 0% |  | 0%
|  |  | 8 | El |  | E_Immersion |  |  | D | 4.6% | 0% | 4.8% | 0% | 3.5% | 0% | 40.9% | 0% | 61.7% | 0% | 43.6% | 0% |  | 0% |  | 0% |  | 0% |  | 0%
|  |  | 9 | Bio |  |  |  |  | D | 0% | 0% | 0% | 0% | 0% | 0% | 0% | 0% | 0% | 0% | 0% | 0% |  | 0% |  | 0% |  | 0% |  | 0%
|  |  | 10 | Coal |  | Other |  |  | D | 0.5% | 0% | 0% | 0% | 0% | 0% | 0% | 0% | 0% | 0% | 0% | 0% |  | 0% |  | 0% |  | 0% |  | 0%
|  |  | 11 | [7 empty] | 0% |  | 0% |  | 0% |  | 0% |  | 0% |  | 0% |  | 0% |  | 0% |  | 0% |  | 0%
|  |  | 12 | [7 empty] | 0% |  | 0% |  | 0% |  | 0% |  | 0% |  | 0% |  | 0% |  | 0% |  | 0% |  | 0%
|  |  | 13 | [7 empty] | 0% |  | 0% |  | 0% |  | 0% |  | 0% |  | 0% |  | 0% |  | 0% |  | 0% |  | 0%
|  |  | 14 | [7 empty] | 0% |  | 0% |  | 0% |  | 0% |  | 0% |  | 0% |  | 0% |  | 0% |  | 0% |  | 0%
|  |  | 15 | [7 empty] | 0% |  | 0% |  | 0% |  | 0% |  | 0% |  | 0% |  | 0% |  | 0% |  | 0% |  | 0%
|  |  | 16 | [7 empty] | 0% |  | 0% |  | 0% |  | 0% |  | 0% |  | 0% |  | 0% |  | 0% |  | 0% |  | 0%
|  |  | 17 | [7 empty] | 0% |  | 0% |  | 0% |  | 0% |  | 0% |  | 0% |  | 0% |  | 0% |  | 0% |  | 0%
|  |  | 18 | [7 empty] | 0% |  | 0% |  | 0% |  | 0% |  | 0% |  | 0% |  | 0% |  | 0% |  | 0% |  | 0%
|  |  | 19 | [7 empty] | 0% |  | 0% |  | 0% |  | 0% |  | 0% |  | 0% |  | 0% |  | 0% |  | 0% |  | 0%
|  |  | 20 | [7 empty] | 0% |  | 0% |  | 0% |  | 0% |  | 0% |  | 0% |  | 0% |  | 0% |  | 0% |  | 0%
|  |  |  | Sum | [5 empty] | 99.8% | 0% | 99.5% | 0% | 99.9% | 0% | 99.2% | 0% | 99.5% | 0% | 100% | 0% |  | 0% |  | 0% |  | 0% |  | 0%
[5 empty] | thereof |  | central |  |  | 94.7% | 0% | 94.7% | 0% | 96.4% | 0% | 58.3% | 0% | 37.8% | 0% | 56.4% | 0% | 0% | 0% | 0% | 0% | 0% | 0% | 0% | 0%
[7 empty] | decentral |  |  | 5.1% | 0% | 4.8% | 0% | 3.5% | 0% | 40.9% | 0% | 61.7% | 0% | 43.6% | 0% | 0% | 0% | 0% | 0% | 0% | 0% | 0% | 0%
|  |  |  | Other Systems | [5 empty] | 0.2% | 0% | 0.5% | 0% | 0.1% | 0% | 0.8% | 0% | 0.5% | 0% | 0% | 0% |  | 0% |  | 0% |  | 0% |  | 0%
|  | Energy Balance | [16 empty] | All energy quantities in | MWh/a |  |  |  | Heating + DHW
[8 empty] | fuels related to |  |  | gross | 0% | calorific value
[28 empty] | Total |  | per m²
|  |  | Net heat need |  |  |  |  | 587000.119 |  | 181586.582 |  | 58446.402 |  | 45873.48 |  | 46994.92 |  | 111625.255 |  | 0 |  | 0 |  | 0 |  | 0 |  | 1031526.758 |  | 87.3971
|  |  | Produced heat |  |  |  |  | 660702.5564 |  | 205990.9308 |  | 66191.9105 |  | 51765.2077 |  | 53472.6038 |  | 126640.5398 |  | 0 |  | 0 |  | 0 |  | 0 |  | 1164763.749 |  | 98.6858
|  |  | Gas |  |  |  | 1 | 657274.7804 |  | 212340.8033 |  | 75279.2433 |  | 38391.1109 |  | 29644.3963 |  | 97479.8021 |  | 0 |  | 0 |  | 0 |  | 0 |  | 1110410.1364 |  | 94.0806
|  |  | Oil |  |  |  | 1 | 96518.9033 |  | 19214.4503 |  | 828.4386 |  | 2188.0905 |  | 0 |  | 0 |  | 0 |  | 0 |  | 0 |  | 0 |  | 118749.8826 |  | 10.0612
|  |  | Coal |  |  |  | 1 | 28061.2333 |  | 0 |  | 0 |  | 1176.8226 |  | 0 |  | 0 |  | 0 |  | 0 |  | 0 |  | 0 |  | 29238.0559 |  | 2.4772
|  |  | Bio |  |  |  | 1 | 0 |  | 0 |  | 0 |  | 0 |  | 0 |  | 352.8747 |  | 0 |  | 0 |  | 0 |  | 0 |  | 352.8747 |  | 0.029898
|  |  | DH |  |  |  |  | 0 |  | 0 |  | 0 |  | 0 |  | 0 |  | 0 |  | 0 |  | 0 |  | 0 |  | 0 |  | 0 |  | 0
|  |  | El |  |  |  |  | 43229.398 |  | 16369.746 |  | 3702.944 |  | 18800.013 |  | 31654.329 |  | 47124.804 |  | 0 |  | 0 |  | 0 |  | 0 |  | 160881.234 |  | 13.6308
|  |  | Other / not specified |  |  |  |  | 0 |  | 0 |  | 0 |  | 0 |  | 0 |  | 0 |  | 0 |  | 0 |  | 0 |  | 0 |  | 0 |  | 0
|  |  | Sum final energy |  |  |  |  | 825084.315 |  | 247924.9996 |  | 79810.6258 |  | 60556.037 |  | 61298.7253 |  | 144957.4809 |  | 0 |  | 0 |  | 0 |  | 0 |  | 1419632.1836 |  | 120.2797
|  |  | per m² |  |  |  |  | 124.2005 |  | 115.4514 |  | 103.7749 |  | 185.4883 |  | 121.3874 |  | 102.6887
|  |  | CHP electr. production |  |  |  |  | 0 |  | 0 |  | 0 |  | 0 |  | 0 |  | 0 |  | 0 |  | 0 |  | 0 |  | 0 |  | 0 |  | 0
| Version: |  | 2016-01-21
| TABULA Average Buildings | [29 empty] | EPISCOPE Monitoring Indicators
[5 empty] | Building Stock |  |  |  | IT | Regional |  |  | Residential building stock of Piedmont region, Italy | [15 empty] | Year | 2015
[5 empty] | Details |  |  |  | Basic case - year 2015, POLITO model / Basic case - year 2015 | Residential building stock of Piedmont region, Italy | Residential building stock of Piedmont region, Italy | Residential building stock of Piedmont region, Italy | Residential building stock of Piedmont region, Italy | Residential building stock of Piedmont region, Italy | Residential building stock of Piedmont region, Italy | Residential building stock of Piedmont region, Italy | Residential building stock of Piedmont region, Italy | Residential building stock of Piedmont region, Italy | Residential building stock of Piedmont region, Italy | Residential building stock of Piedmont region, Italy | Residential building stock of Piedmont region, Italy | Residential building stock of Piedmont region, Italy | Residential building stock of Piedmont region, Italy | Residential building stock of Piedmont region, Italy | Residential building stock of Piedmont region, Italy | Residential building stock of Piedmont region, Italy | Residential building stock of Piedmont region, Italy | Residential building stock of Piedmont region, Italy | Residential building stock of Piedmont region, Italy | Residential building stock of Piedmont region, Italy | Residential building stock of Piedmont region, Italy
Annotations to this sheet
[10 empty] | 1 |  | 2 |  | 3 |  | 4 |  | 5 |  | 6 |  | 7 |  | 8 |  | 9 |  | 10
|  |  | Building type / label | [6 empty] | SFH I |  | SFH II |  | SFH III |  | SFH IV |  | SFH V |  | MFH I |  | MFH II |  | MFH III |  | MFH IV |  | MFH V
Building size category
Construction time band
|  | General Data | [5 empty] | Total
|  |  | Number of buildings |  |  |  |  | 701177.9183 | 0 | 282310.5304 | 0 | 126380.3455 | 0 | 90069.7388 | 0 | 45725.1688 | 0 | 16029.0545 | 0 | 28088.5845 | 0 | 59369.9976 | 0 | 37014.3125 | 0 | 11941.0923 | 0 | 4249.0933 | 0 | 10^0
|  |  | Number of dwellings |  |  |  |  | 2279871 | 0 | 282311 | 0 | 126623 | 0 | 90115 | 0 | 45672 | 0 | 16018 | 0 | 447257 | 0 | 595148 | 0 | 442545 | 0 | 179116 | 0 | 55066 | 0 | 10^0
|  |  | Floor area national | [6 empty] | 32.4657 | 0 | 19.7532 | 0 | 17.9329 | 0 | 7.8556 | 0 | 2.7871 | 0 | 29.0717 | 0 | 48.8021 | 0 | 40.2716 | 0 | 11.6426 | 0 | 3.5242 | 0 | 10^6 m²
|  |  | Floor area TABULA |  |  |  |  | 214.1067 | 0 | 32.4657 | 0 | 19.7532 | 0 | 17.9329 | 0 | 7.8556 | 0 | 2.7871 | 0 | 29.0717 | 0 | 48.8021 | 0 | 40.2716 | 0 | 11.6426 | 0 | 3.5242 | 0 | 10^6 m²
Building Insulation
Original state / not refurbished fraction of the envelope area
U-values of the original state
|  |  |  | Roof | [5 empty] | 1.8 |  | 2.2 |  | 1.14 |  | 0.69 |  | 0.3 |  | 2.86 |  | 1.65 |  | 0.97 |  | 0.69 |  | 0.3 |  | W/(m²K)
|  |  |  | Wall | [5 empty] | 1.47 |  | 1.33 |  | 1.06 |  | 0.74 |  | 0.42 |  | 1.47 |  | 1.33 |  | 1.06 |  | 0.74 |  | 0.42 |  | W/(m²K)
|  |  |  | Window | [5 empty] | 4.6281 |  | 4.6922 |  | 2.7033 |  | 2.6894 |  | 1.9702 |  | 4.9 |  | 4.9 |  | 2.8 |  | 2.8 |  | 2 |  | W/(m²K)
|  |  |  | Floor | [5 empty] | 2 |  | 2 |  | 0.98 |  | 0.77 |  | 0.33 |  | 1.87 |  | 1.3 |  | 0.98 |  | 0.77 |  | 0.33 |  | W/(m²K)
Refubishments (averages)
Refurbished fraction of envelope areas
|  |  |  | Roof | [5 empty] | 0% |  | 0% |  | 0% |  | 0% |  | 0% |  | 0% |  | 0% |  | 0% |  | 0% |  | 0%
|  |  |  | Wall | [5 empty] | 21.5% |  | 24.5% |  | 0% |  | 0% |  | 0% |  | 21.4% |  | 24.6% |  | 0% |  | 0% |  | 0%
|  |  |  | Window | [5 empty] | 40.62% |  | 41.86% |  | 0% |  | 0% |  | 0% |  | 48.4% |  | 46.6% |  | 0% |  | 0% |  | 0%
|  |  |  | Floor | [5 empty] | 0% |  | 0% |  | 0% |  | 0% |  | 0% |  | 0% |  | 0% |  | 0% |  | 0% |  | 0%
|  |  |  | Total (indicative) | [5 empty] | 14.19% |  | 13.75% |  | 0% |  | 0% |  | 0% |  | 9.728% |  | 20.37% |  | 0% |  | 0% |  | 0%
U-values of the refurbished fraction (averages)
|  |  |  | Roof | [5 empty] | 0 |  | 0 |  | 0 |  | 0 |  | 0 |  | 0 |  | 0 |  | 0 |  | 0 |  | 0 |  | W/(m²K)
|  |  |  | Wall | [5 empty] | 0.82 |  | 0.805 |  | 0 |  | 0 |  | 0 |  | 0.82 |  | 0.805 |  | 0 |  | 0 |  | 0 |  | W/(m²K)
|  |  |  | Window | [5 empty] | 2.8 |  | 2.8 |  | 0 |  | 0 |  | 0 |  | 2.8 |  | 2.8 |  | 0 |  | 0 |  | 0 |  | W/(m²K)
|  |  |  | Floor | [5 empty] | 0 |  | 0 |  | 0 |  | 0 |  | 0 |  | 0 |  | 0 |  | 0 |  | 0 |  | 0 |  | W/(m²K)
Main Heat Supply Systems
Ventilation Systems with Heat Recovery
|  |  |  | Occurances | [5 empty] | 0% | 0% | 0% | 0% | 0% | 0% | 0% | 0% | 0% | 0% | 0% | 0% | 0% | 0% | 0% | 0% | 0% | 0% | 0% | 0%
Heating Systems
Occurances or Fractions of Produced Heat
|  |  | 1 | Gas |  | B_NC |  |  | C | 85% | 0% | 75% | 0% | 75% | 0% | 81% | 0% | 40% | 0% | 0% | 0% | 73% | 0% | 0% | 0% | 0% | 0% | 40% | 0%
|  |  | 2 | Gas |  | B_C |  |  | C | 15% | 0% | 19% | 0% | 25% | 0% | 19% | 0% | 53% | 0% | 0% | 0% | 20% | 0% | 0% | 0% | 0% | 0% | 53% | 0%
|  |  | 3 | DH |  | TS |  |  | C | 0% | 0% | 6% | 0% | 0% | 0% | 0% | 0% | 0% | 0% | 0% | 0% | 7% | 0% | 0% | 0% | 0% | 0% | 0% | 0%
|  |  | 4 | El |  | HP_Air |  |  | C | 0% | 0% | 0% | 0% | 0% | 0% | 0% | 0% | 7% | 0% | 0% | 0% | 0% | 0% | 0% | 0% | 0% | 0% | 7% | 0%
|  |  | 5 | Gas |  | B_NC |  |  | D | 0% | 0% | 0% | 0% | 0% | 0% | 0% | 0% | 0% | 0% | 85% | 0% | 0% | 0% | 75% | 0% | 81% | 0% | 0% | 0%
|  |  | 6 | Gas |  | B_C |  |  | D | 0% | 0% | 0% | 0% | 0% | 0% | 0% | 0% | 0% | 0% | 15% | 0% | 0% | 0% | 25% | 0% | 19% | 0% | 0% | 0%
|  |  | 7 | [7 empty] | 0% |  | 0% |  | 0% |  | 0% |  | 0% |  | 0% |  | 0% |  | 0% |  | 0% |  | 0%
|  |  | 8 | [7 empty] | 0% |  | 0% |  | 0% |  | 0% |  | 0% |  | 0% |  | 0% |  | 0% |  | 0% |  | 0%
|  |  | 9 | [7 empty] | 0% |  | 0% |  | 0% |  | 0% |  | 0% |  | 0% |  | 0% |  | 0% |  | 0% |  | 0%
|  |  | 10 | [7 empty] | 0% |  | 0% |  | 0% |  | 0% |  | 0% |  | 0% |  | 0% |  | 0% |  | 0% |  | 0%
|  |  | 11 | [7 empty] | 0% |  | 0% |  | 0% |  | 0% |  | 0% |  | 0% |  | 0% |  | 0% |  | 0% |  | 0%
|  |  | 12 | [7 empty] | 0% |  | 0% |  | 0% |  | 0% |  | 0% |  | 0% |  | 0% |  | 0% |  | 0% |  | 0%
|  |  | 13 | [7 empty] | 0% |  | 0% |  | 0% |  | 0% |  | 0% |  | 0% |  | 0% |  | 0% |  | 0% |  | 0%
|  |  | 14 | [7 empty] | 0% |  | 0% |  | 0% |  | 0% |  | 0% |  | 0% |  | 0% |  | 0% |  | 0% |  | 0%
|  |  | 15 | [7 empty] | 0% |  | 0% |  | 0% |  | 0% |  | 0% |  | 0% |  | 0% |  | 0% |  | 0% |  | 0%
|  |  | 16 | [7 empty] | 0% |  | 0% |  | 0% |  | 0% |  | 0% |  | 0% |  | 0% |  | 0% |  | 0% |  | 0%
|  |  | 17 | [7 empty] | 0% |  | 0% |  | 0% |  | 0% |  | 0% |  | 0% |  | 0% |  | 0% |  | 0% |  | 0%
|  |  | 18 | [7 empty] | 0% |  | 0% |  | 0% |  | 0% |  | 0% |  | 0% |  | 0% |  | 0% |  | 0% |  | 0%
|  |  | 19 | [7 empty] | 0% |  | 0% |  | 0% |  | 0% |  | 0% |  | 0% |  | 0% |  | 0% |  | 0% |  | 0%
|  |  | 20 | [7 empty] | 0% |  | 0% |  | 0% |  | 0% |  | 0% |  | 0% |  | 0% |  | 0% |  | 0% |  | 0%
|  |  |  | Sum | [5 empty] | 100% | 0% | 100% | 0% | 100% | 0% | 100% | 0% | 100% | 0% | 100% | 0% | 100% | 0% | 100% | 0% | 100% | 0% | 100% | 0%
[5 empty] | thereof |  | central |  |  | 100% | 0% | 100% | 0% | 100% | 0% | 100% | 0% | 100% | 0% | 0% | 0% | 100% | 0% | 0% | 0% | 0% | 0% | 100% | 0%
[7 empty] | decentral |  |  | 0% | 0% | 0% | 0% | 0% | 0% | 0% | 0% | 0% | 0% | 100% | 0% | 0% | 0% | 100% | 0% | 100% | 0% | 0% | 0%
|  |  |  | Other Systems | [5 empty] | 0% | 0% | 0% | 0% | 0% | 0% | 0% | 0% | 0% | 0% | 0% | 0% | 0% | 0% | 0% | 0% | 0% | 0% | 0% | 0%
DHW Systems
Occurances or Fractions of Produced Heat
|  |  | 1 | Gas |  | B_NC |  |  | C | 85% | 0% | 75% | 0% | 75% | 0% | 81% | 0% | 40% | 0% | 0% | 0% | 0% | 0% | 0% | 0% | 0% | 0% | 40% | 0%
|  |  | 2 | Gas |  | B_C |  |  | C | 15% | 0% | 19% | 0% | 25% | 0% | 19% | 0% | 53% | 0% | 0% | 0% | 0% | 0% | 0% | 0% | 0% | 0% | 53% | 0%
|  |  | 3 | DH |  | TS |  |  | C | 0% | 0% | 6% | 0% | 0% | 0% | 0% | 0% | 0% | 0% | 0% | 0% | 0% | 0% | 0% | 0% | 0% | 0% | 0% | 0%
|  |  | 4 | El |  | HP_Air |  |  | C | 0% | 0% | 0% | 0% | 0% | 0% | 0% | 0% | 7% | 0% | 0% | 0% | 0% | 0% | 0% | 0% | 0% | 0% | 7% | 0%
|  |  | 5 | Gas |  | B_NC |  |  | D | 0% | 0% | 0% | 0% | 0% | 0% | 0% | 0% | 0% | 0% | 85% | 0% | 80% | 0% | 75% | 0% | 81% | 0% | 0% | 0%
|  |  | 6 | Gas |  | B_C |  |  | D | 0% | 0% | 0% | 0% | 0% | 0% | 0% | 0% | 0% | 0% | 15% | 0% | 20% | 0% | 25% | 0% | 19% | 0% | 0% | 0%
|  |  | 7 | [7 empty] | 0% |  | 0% |  | 0% |  | 0% |  | 0% |  | 0% |  | 0% |  | 0% |  | 0% |  | 0%
|  |  | 8 | [7 empty] | 0% |  | 0% |  | 0% |  | 0% |  | 0% |  | 0% |  | 0% |  | 0% |  | 0% |  | 0%
|  |  | 9 | [7 empty] | 0% |  | 0% |  | 0% |  | 0% |  | 0% |  | 0% |  | 0% |  | 0% |  | 0% |  | 0%
|  |  | 10 | [7 empty] | 0% |  | 0% |  | 0% |  | 0% |  | 0% |  | 0% |  | 0% |  | 0% |  | 0% |  | 0%
|  |  | 11 | [7 empty] | 0% |  | 0% |  | 0% |  | 0% |  | 0% |  | 0% |  | 0% |  | 0% |  | 0% |  | 0%
|  |  | 12 | [7 empty] | 0% |  | 0% |  | 0% |  | 0% |  | 0% |  | 0% |  | 0% |  | 0% |  | 0% |  | 0%
|  |  | 13 | [7 empty] | 0% |  | 0% |  | 0% |  | 0% |  | 0% |  | 0% |  | 0% |  | 0% |  | 0% |  | 0%
|  |  | 14 | [7 empty] | 0% |  | 0% |  | 0% |  | 0% |  | 0% |  | 0% |  | 0% |  | 0% |  | 0% |  | 0%
|  |  | 15 | [7 empty] | 0% |  | 0% |  | 0% |  | 0% |  | 0% |  | 0% |  | 0% |  | 0% |  | 0% |  | 0%
|  |  | 16 | [7 empty] | 0% |  | 0% |  | 0% |  | 0% |  | 0% |  | 0% |  | 0% |  | 0% |  | 0% |  | 0%
|  |  | 17 | [7 empty] | 0% |  | 0% |  | 0% |  | 0% |  | 0% |  | 0% |  | 0% |  | 0% |  | 0% |  | 0%
|  |  | 18 | [7 empty] | 0% |  | 0% |  | 0% |  | 0% |  | 0% |  | 0% |  | 0% |  | 0% |  | 0% |  | 0%
|  |  | 19 | [7 empty] | 0% |  | 0% |  | 0% |  | 0% |  | 0% |  | 0% |  | 0% |  | 0% |  | 0% |  | 0%
|  |  | 20 | [7 empty] | 0% |  | 0% |  | 0% |  | 0% |  | 0% |  | 0% |  | 0% |  | 0% |  | 0% |  | 0%
|  |  |  | Sum | [5 empty] | 100% | 0% | 100% | 0% | 100% | 0% | 100% | 0% | 100% | 0% | 100% | 0% | 100% | 0% | 100% | 0% | 100% | 0% | 100% | 0%
[5 empty] | thereof |  | central |  |  | 100% | 0% | 100% | 0% | 100% | 0% | 100% | 0% | 100% | 0% | 0% | 0% | 0% | 0% | 0% | 0% | 0% | 0% | 100% | 0%
[7 empty] | decentral |  |  | 0% | 0% | 0% | 0% | 0% | 0% | 0% | 0% | 0% | 0% | 100% | 0% | 100% | 0% | 100% | 0% | 100% | 0% | 0% | 0%
|  |  |  | Other Systems | [5 empty] | 0% | 0% | 0% | 0% | 0% | 0% | 0% | 0% | 0% | 0% | 0% | 0% | 0% | 0% | 0% | 0% | 0% | 0% | 0% | 0%
|  | Energy Balance | [16 empty] | All energy quantities in | GWh/a |  |  |  | Heating + DHW
[8 empty] | fuels related to |  |  | gross | 0% | calorific value
[28 empty] | Total |  | per m²
|  |  | Net heat need |  |  |  |  | 10739.3203 |  | 6362.9152 |  | 3681.4882 |  | 912.9313 |  | 205.7731 |  | 5819.3451 |  | 7412.6623 |  | 4734.751 |  | 1021.7155 |  | 153.3322 |  | 41044.2342 |  | 191.6999
|  |  | Produced heat |  |  |  |  | 13845.9757 |  | 8037.3608 |  | 4513.244 |  | 1042.5276 |  | 217.6431 |  | 7029.5094 |  | 9671.7698 |  | 5767.2735 |  | 1112.0644 |  | 170.9356 |  | 51408.3039 |  | 240.106
|  |  | Gas |  |  |  | 1 | 17830.7309 |  | 9619.3893 |  | 5758.7843 |  | 1289.9642 |  | 232.1053 |  | 8803.3613 |  | 11697.9555 |  | 7190.64 |  | 1395.7247 |  | 171.3444 |  | 63990 |  | 298.8697
|  |  | Oil |  |  |  | 1 | 0 |  | 0 |  | 0 |  | 0 |  | 0 |  | 0 |  | 0 |  | 0 |  | 0 |  | 0 |  | 0 |  | 0
|  |  | Coal |  |  |  | 1 | 0 |  | 0 |  | 0 |  | 0 |  | 0 |  | 0 |  | 0 |  | 0 |  | 0 |  | 0 |  | 0 |  | 0
|  |  | Bio |  |  |  | 1 | 0 |  | 0 |  | 0 |  | 0 |  | 0 |  | 0 |  | 0 |  | 0 |  | 0 |  | 0 |  | 0 |  | 0
|  |  | DH |  |  |  |  | 0 |  | 519.3636 |  | 0 |  | 0 |  | 0 |  | 0 |  | 605.4314 |  | 0 |  | 0 |  | 0 |  | 1124.795 |  | 5.2534
|  |  | El |  |  |  |  | 183.4537 |  | 113.0043 |  | 107.8895 |  | 45.7588 |  | 20.358 |  | 98.4879 |  | 122.4168 |  | 160.1094 |  | 42.2914 |  | 20.789 |  | 914.5587 |  | 4.2715
|  |  | Other / not specified |  |  |  |  | 0 |  | 0 |  | 0 |  | 0 |  | 0 |  | 0 |  | 0 |  | 0 |  | 0 |  | 0 |  | 0 |  | 0
|  |  | Sum final energy |  |  |  |  | 18014.1846 |  | 10251.7572 |  | 5866.6738 |  | 1335.723 |  | 252.4633 |  | 8901.8492 |  | 12425.8036 |  | 7350.7494 |  | 1438.0161 |  | 192.1334 |  | 66029.3537 |  | 308.3946
|  |  | per m² |  |  |  |  | 554.868 |  | 518.991 |  | 327.1461 |  | 170.0348 |  | 90.5818 |  | 306.2034 |  | 254.616 |  | 182.5295 |  | 123.5137 |  | 54.5183
|  |  | CHP electr. production |  |  |  |  | 0 |  | 0 |  | 0 |  | 0 |  | 0 |  | 0 |  | 0 |  | 0 |  | 0 |  | 0 |  | 0 |  | 0
| Version: |  | 2016-01-21
| TABULA Average Buildings | [29 empty] | EPISCOPE Monitoring Indicators
[5 empty] | Building Stock |  |  |  | SI | National |  |  | National Housing Stock of Slovenia | [15 empty] | Year | 2015
[5 empty] | Details |  |  |  | ZRMK model | National Housing Stock of Slovenia | National Housing Stock of Slovenia | National Housing Stock of Slovenia | National Housing Stock of Slovenia | National Housing Stock of Slovenia | National Housing Stock of Slovenia | National Housing Stock of Slovenia | National Housing Stock of Slovenia | National Housing Stock of Slovenia | National Housing Stock of Slovenia | National Housing Stock of Slovenia | National Housing Stock of Slovenia | National Housing Stock of Slovenia | National Housing Stock of Slovenia | National Housing Stock of Slovenia | National Housing Stock of Slovenia | National Housing Stock of Slovenia | National Housing Stock of Slovenia | National Housing Stock of Slovenia | National Housing Stock of Slovenia | National Housing Stock of Slovenia | National Housing Stock of Slovenia
Annotations to this sheet
[10 empty] | 1 |  | 2 |  | 3 |  | 4 |  | 5 |  | 6 |  | 7 |  | 8 |  | 9 |  | 10
|  |  | Building type / label | [6 empty] | SFH-TH.01-02 |  | SFH-TH.03-04 |  | SFH-TH.05-06 |  | MFH-AB.01-02 |  | MFH-AB.03-04 |  | MFH-AB.05-06
Building size category
Construction time band
|  | General Data | [5 empty] | Total
|  |  | Number of buildings |  |  |  |  | 357308.9437 | 0 | 140508.6013 | 0 | 164741.4421 | 0 | 44630.5779 | 0 | 4262.2165 | 0 | 2799.7407 | 0 | 366.3651 | 0 | 0 | 0 | 0 | 0 | 0 | 0 | 0 | 0 | 10^0
|  |  | Number of dwellings |  |  |  |  | 850629 | 0 | 214701 | 0 | 221186 | 0 | 39684 | 0 | 169624 | 0 | 169426 | 0 | 36008 | 0 | 0 | 0 | 0 | 0 | 0 | 0 | 0 | 0 | 10^0
|  |  | Floor area national | [6 empty] | 18.786 | 0 | 22.619 | 0 | 6.101 | 0 | 7.517 | 0 | 7.852 | 0 | 2.025 | 0 | 0 | 0 | 0 | 0 | 0 | 0 | 0 | 0 | 10^6 m²
|  |  | Floor area TABULA |  |  |  |  | 71.39 | 0 | 20.6646 | 0 | 24.8809 | 0 | 6.7111 | 0 | 8.2687 | 0 | 8.6372 | 0 | 2.2275 | 0 | 0 | 0 | 0 | 0 | 0 | 0 | 0 | 0 | 10^6 m²
Building Insulation
Original state / not refurbished fraction of the envelope area
U-values of the original state
|  |  |  | Roof | [5 empty] | 1.68 |  | 0.39 |  | 0.18 |  | 1.58 |  | 1.5 |  | 0.17 |  | 0 |  | 0 |  | 0 |  | 0 |  | W/(m²K)
|  |  |  | Wall | [5 empty] | 1.5 |  | 0.48 |  | 0.27 |  | 2.53 |  | 1.65 |  | 0.29 |  | 0 |  | 0 |  | 0 |  | 0 |  | W/(m²K)
|  |  |  | Window | [5 empty] | 2.4528 |  | 2.2 |  | 1.2103 |  | 2.6491 |  | 2.7455 |  | 1.3421 |  | 0 |  | 0 |  | 0 |  | 0 |  | W/(m²K)
|  |  |  | Floor | [5 empty] | 1.68 |  | 0.61 |  | 0.26 |  | 1.55 |  | 0.93 |  | 0.25 |  | 0 |  | 0 |  | 0 |  | 0 |  | W/(m²K)
Refubishments (averages)
Refurbished fraction of envelope areas
|  |  |  | Roof | [5 empty] | 74% |  | 44% |  | 3% |  | 66% |  | 46% |  | 4% |  | 0% |  | 0% |  | 0% |  | 0%
|  |  |  | Wall | [5 empty] | 44% |  | 17% |  | 3% |  | 37% |  | 21% |  | 4% |  | 0% |  | 0% |  | 0% |  | 0%
|  |  |  | Window | [5 empty] | 51.5% |  | 18.66% |  | 2.653% |  | 51.75% |  | 30.75% |  | 3.985% |  | 0% |  | 0% |  | 0% |  | 0%
|  |  |  | Floor | [5 empty] | 0% |  | 0% |  | 0% |  | 0% |  | 0% |  | 0% |  | 0% |  | 0% |  | 0% |  | 0%
|  |  |  | Total (indicative) | [5 empty] | 41.94% |  | 20.37% |  | 2.245% |  | 38.33% |  | 23.53% |  | 3.182% |  | 0% |  | 0% |  | 0% |  | 0%
U-values of the refurbished fraction (averages)
|  |  |  | Roof | [5 empty] | 0.21111 |  | 0.15221 |  | 0.095465 |  | 0.20944 |  | 0.21403 |  | 0.092577 |  | 0 |  | 0 |  | 0 |  | 0 |  | W/(m²K)
|  |  |  | Wall | [5 empty] | 0.26451 |  | 0.19629 |  | 0.14001 |  | 0.28497 |  | 0.27646 |  | 0.1452 |  | 0 |  | 0 |  | 0 |  | 0 |  | W/(m²K)
|  |  |  | Window | [5 empty] | 1.3 |  | 1.3 |  | 0.9 |  | 1.3 |  | 1.3 |  | 0.9 |  | 0 |  | 0 |  | 0 |  | 0 |  | W/(m²K)
|  |  |  | Floor | [5 empty] | 0 |  | 0 |  | 0 |  | 0 |  | 0 |  | 0 |  | 0 |  | 0 |  | 0 |  | 0 |  | W/(m²K)
Main Heat Supply Systems
Ventilation Systems with Heat Recovery
|  |  |  | Occurances | [5 empty] | 0% | 0% | 0% | 0% | 0% | 0% | 0% | 0% | 0% | 0% | 0% | 0% | 0% | 0% | 0% | 0% | 0% | 0% | 0% | 0%
Heating Systems
Occurances or Fractions of Produced Heat
|  |  | 1 | Bio |  | B_WP |  |  | C | 30.98% | 0% | 30.9% | 0% | 29.81% | 0% | 25.86% | 0% | 25.95% | 0% | 31.88% | 0% |  | 0% |  | 0% |  | 0% |  | 0%
|  |  | 2 | DH |  | TS |  |  | C | 1.279% | 0% | 1.601% | 0% | 4.039% | 0% | 3.066% | 0% | 3.645% | 0% | 0.4982% | 0% |  | 0% |  | 0% |  | 0% |  | 0%
|  |  | 3 | El |  | HP_Air |  |  | C | 15.21% | 0% | 15.06% | 0% | 13.56% | 0% | 16.99% | 0% | 14.92% | 0% | 14.8% | 0% |  | 0% |  | 0% |  | 0% |  | 0%
|  |  | 4 | Oil |  | B_NC_CT |  |  | C | 19.33% | 0% | 18.76% | 0% | 17.35% | 0% | 15.95% | 0% | 15.2% | 0% | 18.41% | 0% |  | 0% |  | 0% |  | 0% |  | 0%
|  |  | 5 | Coal |  | B_NC_LT |  |  | C | 7.841% | 0% | 7.244% | 0% | 8.886% | 0% | 9.269% | 0% | 9.397% | 0% | 7.926% | 0% |  | 0% |  | 0% |  | 0% |  | 0%
|  |  | 6 | Gas |  | B_C |  |  | C | 15.48% | 0% | 15.1% | 0% | 16.44% | 0% | 18.31% | 0% | 19.1% | 0% | 17.28% | 0% |  | 0% |  | 0% |  | 0% |  | 0%
|  |  | 7 | [7 empty] | 0% |  | 0% |  | 0% |  | 0% |  | 0% |  | 0% |  | 0% |  | 0% |  | 0% |  | 0%
|  |  | 8 | [7 empty] | 0% |  | 0% |  | 0% |  | 0% |  | 0% |  | 0% |  | 0% |  | 0% |  | 0% |  | 0%
|  |  | 9 | [7 empty] | 0% |  | 0% |  | 0% |  | 0% |  | 0% |  | 0% |  | 0% |  | 0% |  | 0% |  | 0%
|  |  | 10 | [7 empty] | 0% |  | 0% |  | 0% |  | 0% |  | 0% |  | 0% |  | 0% |  | 0% |  | 0% |  | 0%
|  |  | 11 | [7 empty] | 0% |  | 0% |  | 0% |  | 0% |  | 0% |  | 0% |  | 0% |  | 0% |  | 0% |  | 0%
|  |  | 12 | [7 empty] | 0% |  | 0% |  | 0% |  | 0% |  | 0% |  | 0% |  | 0% |  | 0% |  | 0% |  | 0%
|  |  | 13 | [7 empty] | 0% |  | 0% |  | 0% |  | 0% |  | 0% |  | 0% |  | 0% |  | 0% |  | 0% |  | 0%
|  |  | 14 | [7 empty] | 0% |  | 0% |  | 0% |  | 0% |  | 0% |  | 0% |  | 0% |  | 0% |  | 0% |  | 0%
|  |  | 15 | [7 empty] | 0% |  | 0% |  | 0% |  | 0% |  | 0% |  | 0% |  | 0% |  | 0% |  | 0% |  | 0%
|  |  | 16 | [7 empty] | 0% |  | 0% |  | 0% |  | 0% |  | 0% |  | 0% |  | 0% |  | 0% |  | 0% |  | 0%
|  |  | 17 | [7 empty] | 0% |  | 0% |  | 0% |  | 0% |  | 0% |  | 0% |  | 0% |  | 0% |  | 0% |  | 0%
|  |  | 18 | [7 empty] | 0% |  | 0% |  | 0% |  | 0% |  | 0% |  | 0% |  | 0% |  | 0% |  | 0% |  | 0%
|  |  | 19 | [7 empty] | 0% |  | 0% |  | 0% |  | 0% |  | 0% |  | 0% |  | 0% |  | 0% |  | 0% |  | 0%
|  |  | 20 | [7 empty] | 0% |  | 0% |  | 0% |  | 0% |  | 0% |  | 0% |  | 0% |  | 0% |  | 0% |  | 0%
|  |  |  | Sum | [5 empty] | 90.12% | 0% | 88.66% | 0% | 90.08% | 0% | 89.45% | 0% | 88.21% | 0% | 90.79% | 0% |  | 0% |  | 0% |  | 0% |  | 0%
[5 empty] | thereof |  | central |  |  | 90.12% | 0% | 88.66% | 0% | 90.08% | 0% | 89.45% | 0% | 88.21% | 0% | 90.79% | 0% | 0% | 0% | 0% | 0% | 0% | 0% | 0% | 0%
[7 empty] | decentral |  |  | 0% | 0% | 0% | 0% | 0% | 0% | 0% | 0% | 0% | 0% | 0% | 0% | 0% | 0% | 0% | 0% | 0% | 0% | 0% | 0%
|  |  |  | Other Systems | [5 empty] | 9.88% | 0% | 11.34% | 0% | 9.917% | 0% | 10.55% | 0% | 11.79% | 0% | 9.208% | 0% |  | 0% |  | 0% |  | 0% |  | 0%
DHW Systems
Occurances or Fractions of Produced Heat
|  |  | 1 | Oil |  | B_NC |  |  | C | 17.76% | 0% | 16.63% | 0% | 16.83% | 0% | 11.19% | 0% | 11.06% | 0% | 15.67% | 0% |  | 0% |  | 0% |  | 0% |  | 0%
|  |  | 2 | DH |  | TS |  |  | C | 1.174% | 0% | 1.424% | 0% | 3.919% | 0% | 2.138% | 0% | 2.655% | 0% | 0.4059% | 0% |  | 0% |  | 0% |  | 0% |  | 0%
|  |  | 3 | Gas |  | B_C |  |  | C | 2.451% | 0% | 2.262% | 0% | 3.66% | 0% | 2.046% | 0% | 1.925% | 0% | 5.118% | 0% |  | 0% |  | 0% |  | 0% |  | 0%
|  |  | 4 | Gas |  | G_IWH_NC |  |  | C | 1.02% | 0% | 1.085% | 0% | 1.135% | 0% | 1.18% | 0% | 1.273% | 0% | 0.752% | 0% |  | 0% |  | 0% |  | 0% |  | 0%
|  |  | 5 | Bio |  | B_C |  |  | C | 10.75% | 0% | 10.04% | 0% | 11.14% | 0% | 9.773% | 0% | 10.71% | 0% | 8.63% | 0% |  | 0% |  | 0% |  | 0% |  | 0%
|  |  | 6 | Bio |  | B_WP |  |  | C | 20.39% | 0% | 18.54% | 0% | 19.14% | 0% | 14.74% | 0% | 13.15% | 0% | 16.59% | 0% |  | 0% |  | 0% |  | 0% |  | 0%
|  |  | 7 | Bio |  | B_WP |  |  | C | 6.812% | 0% | 7.793% | 0% | 8.113% | 0% | 2.875% | 0% | 4.968% | 0% | 9.263% | 0% |  | 0% |  | 0% |  | 0% |  | 0%
|  |  | 8 | El |  | HP_Ground |  |  | C | 1.351% | 0% | 1.679% | 0% | 1.626% | 0% | 0.7357% | 0% | 1.147% | 0% | 3.153% | 0% |  | 0% |  | 0% |  | 0% |  | 0%
|  |  | 9 | El |  | HP_Air |  |  | D | 13.37% | 0% | 12.92% | 0% | 10.03% | 0% | 10.93% | 0% | 13.25% | 0% | 16.8% | 0% |  | 0% |  | 0% |  | 0% |  | 0%
|  |  | 10 | Gas |  | G_IWH |  |  | C | 0.9526% | 0% | 0.9526% | 0% | 0.9526% | 0% | 0.9526% | 0% | 0.9526% | 0% | 0.9526% | 0% |  | 0% |  | 0% |  | 0% |  | 0%
|  |  | 11 | El |  | E |  |  | D | 3.324% | 0% | 3.828% | 0% | 2.582% | 0% | 12.8% | 0% | 15.32% | 0% | 0% | 0% |  | 0% |  | 0% |  | 0% |  | 0%
|  |  | 12 | - |  | Solar |  |  | C | 7.279% | 0% | 8.051% | 0% | 6.399% | 0% | 5.75% | 0% | 6.524% | 0% | 4.538% | 0% |  | 0% |  | 0% |  | 0% |  | 0%
|  |  | 13 | Coal |  | B_NC_CT |  |  | C | 7.2% | 0% | 6.424% | 0% | 8.624% | 0% | 6.546% | 0% | 6.837% | 0% | 6.714% | 0% |  | 0% |  | 0% |  | 0% |  | 0%
|  |  | 14 | Gas |  | G_Tank |  |  | D | 0.8933% | 0% | 0.9091% | 0% | 0.6648% | 0% | 7.561% | 0% | 4.036% | 0% | 4.368% | 0% |  | 0% |  | 0% |  | 0% |  | 0%
|  |  | 15 | Oil |  | B_NC_LT |  |  | C | 5.281% | 0% | 7.463% | 0% | 5.19% | 0% | 10.77% | 0% | 6.194% | 0% | 8.169% | 0% |  | 0% |  | 0% |  | 0% |  | 0%
|  |  | 16 | [7 empty] | 0% |  | 0% |  | 0% |  | 0% |  | 0% |  | 0% |  | 0% |  | 0% |  | 0% |  | 0%
|  |  | 17 | [7 empty] | 0% |  | 0% |  | 0% |  | 0% |  | 0% |  | 0% |  | 0% |  | 0% |  | 0% |  | 0%
|  |  | 18 | [7 empty] | 0% |  | 0% |  | 0% |  | 0% |  | 0% |  | 0% |  | 0% |  | 0% |  | 0% |  | 0%
|  |  | 19 | [7 empty] | 0% |  | 0% |  | 0% |  | 0% |  | 0% |  | 0% |  | 0% |  | 0% |  | 0% |  | 0%
|  |  | 20 | [7 empty] | 0% |  | 0% |  | 0% |  | 0% |  | 0% |  | 0% |  | 0% |  | 0% |  | 0% |  | 0%
|  |  |  | Sum | [5 empty] | 100% | 0% | 100% | 0% | 100% | 0% | 100% | 0% | 100% | 0% | 101.1% | 0% |  | 0% |  | 0% |  | 0% |  | 0%
[5 empty] | thereof |  | central |  |  | 82.41% | 0% | 82.35% | 0% | 86.72% | 0% | 68.71% | 0% | 67.39% | 0% | 79.96% | 0% | 0% | 0% | 0% | 0% | 0% | 0% | 0% | 0%
[7 empty] | decentral |  |  | 17.59% | 0% | 17.65% | 0% | 13.28% | 0% | 31.29% | 0% | 32.61% | 0% | 21.17% | 0% | 0% | 0% | 0% | 0% | 0% | 0% | 0% | 0%
|  |  |  | Other Systems | [5 empty] | 0% | 0% | 0% | 0% | 0% | 0% | 0% | 0% | 0% | 0% | -1.128% | 0% |  | 0% |  | 0% |  | 0% |  | 0%
|  | Energy Balance | [16 empty] | All energy quantities in | GWh/a |  |  |  | Heating + DHW
[8 empty] | fuels related to |  |  | gross | 0% | calorific value
[28 empty] | Total |  | per m²
|  |  | Net heat need |  |  |  |  | 2905.5655 |  | 2721.2372 |  | 283.7124 |  | 868.4875 |  | 735.848 |  | 96.5923 |  | 0 |  | 0 |  | 0 |  | 0 |  | 7611.4428 |  | 106.6178
|  |  | Produced heat |  |  |  |  | 3191.7184 |  | 2969.9901 |  | 313.5851 |  | 1006.0956 |  | 793.9447 |  | 103.2007 |  | 0 |  | 0 |  | 0 |  | 0 |  | 8378.5346 |  | 117.3629
|  |  | Gas |  |  |  | 1 | 419.9149 |  | 505.5796 |  | 136.3707 |  | 167.1961 |  | 201.3049 |  | 54.2983 |  | 0 |  | 0 |  | 0 |  | 0 |  | 1484.6646 |  | 20.7965
|  |  | Oil |  |  |  | 1 | 442.8798 |  | 533.2293 |  | 143.8287 |  | 177.8178 |  | 214.0935 |  | 57.7477 |  | 0 |  | 0 |  | 0 |  | 0 |  | 1569.5968 |  | 21.9862
|  |  | Coal |  |  |  | 1 | 0.60567 |  | 0.72923 |  | 0.1967 |  | 0.2402 |  | 0.2892 |  | 0.078007 |  | 0 |  | 0 |  | 0 |  | 0 |  | 2.139 |  | 0.029962
|  |  | Bio |  |  |  | 1 | 1476.5888 |  | 1777.8199 |  | 479.534 |  | 653.0429 |  | 786.2668 |  | 212.0809 |  | 0 |  | 0 |  | 0 |  | 0 |  | 5385.3331 |  | 75.4354
|  |  | DH |  |  |  |  | 249.6329 |  | 300.5592 |  | 81.0703 |  | 100.665 |  | 121.2012 |  | 32.6918 |  | 0 |  | 0 |  | 0 |  | 0 |  | 885.8203 |  | 12.4082
|  |  | El |  |  |  |  | 287.4632 |  | 346.1071 |  | 93.356 |  | 122.3694 |  | 147.3333 |  | 39.7404 |  | 0 |  | 0 |  | 0 |  | 0 |  | 1036.3694 |  | 14.517
|  |  | Other / not specified |  |  |  |  | 136.2377 |  | 164.0308 |  | 44.2443 |  | 31.9474 |  | 38.4648 |  | 10.3752 |  | 0 |  | 0 |  | 0 |  | 0 |  | 425.3002 |  | 5.9574
|  |  | Sum final energy |  |  |  |  | 3013.3229 |  | 3628.055 |  | 978.6006 |  | 1253.2789 |  | 1508.9537 |  | 407.0123 |  | 0 |  | 0 |  | 0 |  | 0 |  | 10789.2234 |  | 151.1307
|  |  | per m² |  |  |  |  | 145.8205 |  | 145.8169 |  | 145.8182 |  | 151.569 |  | 174.704 |  | 182.7216
|  |  | CHP electr. production |  |  |  |  | 0 |  | 0 |  | 0 |  | 0 |  | 0 |  | 0 |  | 0 |  | 0 |  | 0 |  | 0 |  | 0 |  | 0
| Version: |  | 2016-01-21