## Cover
EPISCOPE Case Study:
Energy renovation scenarios for the
national non-profit housing stock
in the Netherlands
"EPI Tables"
Documentation of
Energy Performance Indicators
Prepared in the framework
of the European project EPISCOPE
www.episcope.eu | www.episcope.eu
February 2016
TU Delft
Energy Performance Indicator Tracking Schemes for the Continuous Optimisation of Refurbishment Processes in European Housing Stocks
Co-funded by the Intelligent Energy Europe
Programme of the European Union

## About
Workbook Template / Data Entry Guidance
[6 empty] | Template version: | 2016-01-28
About this Workbook
The template for this workbook has been prepared in the framework of the project EPISCOPE which was mainly funded by the programme Intelligent Energy Europe. The purpose is to report in a concerted way on input and output data of the building stock models and scenario calculations.
The usage of the EPI concept as well of this workbook by third parties is intended and desirable.
EPISCOPE Case Studies: Guidance for Data Entry
|  | ► | This data appendix is supposed to address readers who are interested in more detailed results of your scenario calculations.
|  | ► | Give enough explanatory text so the reader can understand the documentation (together with your case study reports and your English project description in EPISCOPE Synthesis Reports SR 2 or SR 3), but keep it short.
|  | ► | Respect the clear separation between "monitoring indicators" (which are based on empirical data) and "scenario indicators".
|  | ► | Stick to the table templates as far as possible: This will facilitate the understanding for other experts.
|  | ► | Individual modifications are possible (in this case: provide additional remarks so that changes come clear to the reader).
|  | ► | Also additional individual data tables may be supplemented, if you like.
|  | ► | If data is not available: The data fields (lines or rows) of the table templates may be deleted.
|  | ► | A first version of the monitoring indicators and of the starting point (basic case) of the scenarios was already provided for the interim report by most partners. Download of these preliminary EPI tables (status: 2014-10) at the internal EPISCOPE website (login first): http://internal.episcope.eu/internal-contract/reports-submitted-to-eacieasme/
Monitoring Indicators
General Rule: Enter only robust empirical data into the monitoring indicators tables.
If data is not available: Keep the fields empty or delete them.
Give the reader an impression of the reliability of data of the main data sources, for example providing some estimation as to the following issues as far as applicable:
|  | ► | Size of the applied sample (100 or 1000 or 10 000)? In case of local case studies also relate the sample size to the total number of considered buildings.
|  | ► | What is the rate of return for the most important questions?
|  | ► | How do you assess the data quality? (in terms of uncertainties of the measured information; only in words, not quantitative)
|  | ► | Is data deemed as representative or might it be biased?
|  | ► | Is data up-to-date?
Scenario Indicators
Report the respective indicators for the trend scenario and if possible for 1 to 2 additional scenarios.
|  | ► | Provide information on the starting year (basic case) and the end year (e.g. 2050) and at least 1-2 additional years in between. In some case studies the partners differentiated between the “basic case” and the current state 2015 (for example if the basic case is based on a survey implemented some years ago). Here it is necessary to provide the numbers for both states (please note, that this may require in some cases an additional column on the left side in the summary indicators tables from SR2/3).
|  | ► | The data of the basic case and of the scenarios are shown as “one value for the whole stock”, that means they are not split for different building types. But the total values of the basic case must correspond to the values in the sheet "Basic Case Details", that means they must be appropriate mean values (e.g. weighted by living space, another reference area or dwelling number) of the “average buildings”.
|  | ► | Two different approaches can be chosen:
- Relate the data to the complete building stock (including new buildings).
- Relate the data to the existing building stock of a certain year only (e.g. the year of the basic case) and follow this building stock over time.
|  | ► | In both cases indicate the building stock in the lines at the top of the table:
e.g. bs 2030 = Building Stock of the year 2030 (including new buildings)
bs..2012¦2030 = Buildings constructed until 2012 in the year 2030. Give a short explanation of that indicator
|  | ► | In both cases: give at least some additional short textual explanation of the assumed development in the new building sector (which insulation standards are achieved? Which heat supply systems are applied?). Alternatively also separate detailed tables of the new buildings subset of the building stock may be provided, if you like.
|  | ► | Give at least some additional short textual explanation of the development in the higher-level electricity and district heating sector, as far as applicable (but also indicate if there are no changes assumed). This also might help to understand the development of the summary indicator carbon dioxide emission per produced heat.
Energy Balance Indicators
Enter the results of the two scenario calculations for the different years. The values should be identical to those displayed in the Synthesis Reports SR 2 and 3.
"Basic Case Details -" Scenario and Energy Balance Indicators by Building Type
The basic cases of all EPISCOPE scenario calculations are documented in form of "average buildings" in the TABULA Webtool (http://webtool.building-typology.eu) area "Building Stocks". The most important input data are identical to the monitoring indicators. The current version of the "average buildings" datasets can be found in sheet "Source TABULA.xlsm - Basic Case" of this workbook. You can directly copy and paste the rows containing your case study values from there into the sheet "Basic Case Details".
Summary Indicators
The summary indicators are designed to give a first and basic overview of the results of scenario analysis of residential building stocks. The format is binding - in contrast to the other indicators. You will find the detailed definitions and further explanations in the EPISCOPE report "Application of Energy Performance Indicators for Residential Building Stocks" (www.episcope.eu/communication/download/)
Energy Performance Indicator Tracking Schemes for the Continuous Optimisation of Refurbishment Processes in European Housing Stocks
Co-funded by the Intelligent Energy Europe Programme of the European Union
| Contract N°: |  |  | IEE/12/695/SI2.644739 – EPISCOPE
| Coordinator: |  |  | Institut Wohnen und Umwelt, Darmstadt / Germany
| Project duration: |  |  | April 2013 - March 2016
The sole responsibility for the content of this deliverable lies with the authors. It does not necessarily reflect the opinion of the European Union. Neither the EASME nor the European Commission are responsible for any use that may be made of the information contained therein.

## Data Info
EPISCOPE Case Studies - Documentation of Energy Performance Indicators
General Information
General Information about the monitoring and scenario data documented in this workbook
|  | Country |  | NL | Netherlands
|  | Building stock |  | National non-profit housing stock
|  | Person in charge |  | Faidra Filippidou and Nico Nieboer
|  |  | Organisation | TU Delft
|  |  | Address | Building 8 Julianalaan 134, 2628 BL Delft
|  |  | Country | Netherlands
|  |  | URL | www.tudelft.nl
|  | Date |  | 2016-03-24
Documented study
|  |  | Reference | N. Nieboer and F. Filippidou: Scenario analysis and renovation concepts of the non-profit housing stock in the Netherlands – Report for the European project EPISCOPE,OTB Onderzoek voor de gebouwde omgeving, Faculteit Bouwkunde, TU Delft, Delft, March 2016.
Explanations
Monitoring Indicators
Nearly all homes in the Dutch non-profit (or social) housing sector are owned and managed by housing associations, which are private organisations that have a legal obligation to provide sufficient affordable housing for low-income households. The sector counts 2.3 million homes, which is 31 % of the total housing stock [2].
For the monitoring indicators the database SHAERE is used and analysed. SHAERE is the official tool for monitoring the progress in the field of energy saving measures for the social housing sector. It is a collective database in which the majority of the housing associations participate. It contains informations about the thermo-physical characteristics of 60% of the dwellings in the non-profit housing sector. The analysis performed uses longitudinal data.
Scenario Indicators
|  | Scenario <1> |  | "Trend"
The trend scenario follows the average energy improvement rate of the Dutch non-profit hous-ing stock in the past, namely over the years 2010-2014. In this period, the Energy Index (the official Dutch measure for the energy performance of buildings) dropped from 1.81 to 1.65, which is a decrease by 2.3% per year. This percentage has been applied in the trend scenario.
|  | Scenario <2> & Scenario <3> |  | "Target-oriented / basic"
In scenarios B and C no fixed improvement rate is assumed. These scenarios are based on the development of the size of the sector and by the numbers of homes undergoing either a usual refurbishment or an advanced refurbishment, as defined in the TABULA program. In both scenarios the following assumptions are made. • The amount of new building will be 1% of the stock in 2015 (demographic developments do not justify an annually increasing rate) and it will not affect the housing mix according to type. • Until and including 2019, the energy performance characteristics of the new homes are the same as those for the newest building year class. As from 2020, when it is assumed that nZEB standards are in force, the level for advanced refurbishment is applied. • The amount of removals per building year class will be 1% of the stock at the end of the previous year, except for the newest class (homes built after 2014), in which no homes will be removed. • Annually 1% of the stock older than 25 years will be refurbished. Scenario B and C differ in the type of refurbishment. In scenario B, all refurbishments are carried out following the currently usual standard as defined in the TABULA program. In sce-nario C, refurbishments are carried out following the advanced standard as defined in the TABULA program.
Further Explanations
The scenarios and the monitoring indicators are based on the analysis of data from SHAERE. As a result all refurbishment percentages and projections are based on the period 2010-2014.
Energy Balance Indicators
The numbers are related to the complete building stock of the respective year (including new buildings constructed from 2010). The total heat demand Qtotal includes the energy need for heating and hot water supply as well as the losses of heat distribution and storage in the builidings. It does not include heat recovered by ventilation systems. Auxiliary electric energy for control, pumps, fans of heat supply and ventilation systems is included in the numbers of electric energy demand.
Basic Case Details - Scenario and Energy Balance Indicators by Building Type
8 building types are used for the definition of the TABULA "average buildings", referring to 4 building size classes (detached dwellings; semi-detached dwellings; terraced dwellings; multi-unit housing) and 2 construction year classes (… 1991; 1992 … ).
Summary Indicators
Detailed information about the summary indicators can be found in the description of the German case study of EPISCOPE Synthesis Report SR3 [4].
References
| [1] | Filippidou, F., Nieboer, N.: Energetische verbeteringsmaatregelen in de sociale-huursector – enkele uitkomsten van de SHAERE-monitor 2010-2013. OTB Onderzoek voor de gebouwde omgeving, Faculteit Bouwkunde, TU Delft, Delft, 2015
http://episcope.eu/fileadmin/episcope/public/docs/pilot_actions/NL_EPISCOPE_NationalCaseStudy_DUT.pdf
| [2] | Ministerie van Binnenlandse Zaken en Koninkrijksrelaties (2013): Cijfers over Wonen en Bouwen 2013. (Statistical publication on housing in the Netherlands)
https://www.rijksoverheid.nl/documenten/rapporten/2013/04/11/cijfers-over-wonen-en-bouwen-2013-klikbare-pdf
| [3] | Stein, B., Loga, T., Diefenbach, N. (ed.): Tracking of Energy Performance Indicators in Residential Building Stocks – Different Approaches and Common Results. EPISCOPE Synthesis Report No. 4, Institut Wohnen und Umwelt, Darmstadt, 2016
www.episcope.eu/communication/download/
| [4] | Stein, B., Loga, T., Diefenbach, N. (ed.): Scenario Analyses Concerning Energy Efficiency and Climate Protection in Regional and National Residential Building Stocks. Examples from Nine European Countries – EPISCOPE Synthesis Report No. 3”, Institut Wohnen und Umwelt, Darmstadt, 2016
www.episcope.eu/communication/download/

## Monitoring Indicators
Monitoring Indicators
General Remarks:
Data for the non-profit housing stock of the Nethelrands
old building stock: buildings constructed until 1991
M.1 Basic data of the building stock | Complete building stock | Old building stock | New buildings
| bs 2013│2013 | bs 1900 -1991│2013 | bs 1991 - 2013│2013
number of buildings | 2236587 | 1873865 | 362722
number of dwellings | not available | not available | not available
national reference area [m²] | 191.413 x 106 |  | not available
sources / remarks | Reported on 2013 in SHAERE Database
Explanation of the type of reference area: | internal net area
M.2.2 Building insulation: Detailed information of the actual state
| Complete building stock | Old building stock | New buildings
levels of wall insulation (area-weigthed):
level 0 (U > 0,73 W/m²K) | 52% | 60.61% | 4.8%
level 1 (0,73 W/m²K >= U > 0,35 W/m²K) | 43% | 38.56% | 68.33%
level 2 (0,35 W/m²K >= U > 0,26 W/m²K) | 4.2% | 0.66% | 22.72%
level 3 (0,26 W/m²K >= U > 0,18 W/m²K) | 0.7% | 0.15% | 3.78%
level 4 (U <= 0,18 W/m²K ) | 0.1% | 0.03% | 0.37%
roofs / upper floor ceilings
level 0 (U > 2,56 W/m²K) | 21.1% | 24.25% | 0.25%
level 1 (2,56 W/m²K >= U > 1,38 W/m²K) | 3.05% | 3.51% | 0.07%
level 2 (1,38 W/m²K >= U > 1,12 W/m²K) | 6.56% | 7.55% | 0.03%
level 3 (1,12 W/m²K >= U > 0,25 W/m²K) | 67.62% | 64.19% | 90.39%
level 4 (U <= 0,25 W/m²K ) | 1.44% | 0.5% | 9.26%
ground floors / cellar ceilings
level 0 (U > 3,12 W/m²K) | 51.61% | 58.17% | 2.45%
level 1 (3,12 W/m²K >= U > 1,54 W/m²K) | 10.16% | 11.3% | 1.61%
level 2 (1,54 W/m²K >= U > 0,5 W/m²K) | 22.2% | 23.95% | 9.12%
level 3 (0,5 W/m²K >= U > 0,28 W/m²K) | 13.82% | 6.15% | 71.41%
level 4 (U <= 0,28 W/m²K ) | 2.18% | 0.42% | 15.42%
windows
level 0 (U > 4,20 W/m²K) | 4.6% | 5.39% | 0.07%
level 1 (4,20 W/m²K >= U > 2,85 W/m²K) | 67.97% | 71.95% | 45.19%
level 2 (2,85 W/m²K >= U > 1,95 W/m²K) | 12.06% | 10.88% | 18.89%
level 3 (1,95 W/m²K >= U > 1,75 W/m²K) | 15.11% | 11.62% | 35.19%
level 4 (U <= 1,75 W/m²K ) | 0.23% | 0.16% | 0.67%
sources / remarks | SHAERE database
classification | Based on the classification by the Dutch ISSO 82.1 publication (Senternovem, 2011)
M.3.1 Main Heat Supply Systems for Space Heating
state of the building stock
| Complete building stock | Old building stock | New buildings
M.3.1.1 Centralisation of space heating system
district heating | 0% | 0% | 0%
building / apartment heating | 97% | 96% | 100%
room heating | 3.27% | 4% | 0%
M.3.1.2 Main energy carrier for space heating
district heating | 0% | 0% | 0%
gas (natural / liquid gas) | 93% | 94% | 87%
oil | 0% | 0% | 0%
coal | 0% | 0% | 0%
wood/biomass | 0% | 0% | 0%
electricity | 7% | 6% | 13%
M.3.1.3. Main heat generation system for space heating
Gas stove | 3.26% | 3.78% | 0.07%
Electic stove | 0.018% | 0.02% | 0.01%
Conventional boiler (CR-ketel) efficiency ≤80% | 1.79% | 2.1% | 0.06%
Conventional boiler (VR-ketel) efficiency 80%-90% | 17.39% | 17.94% | 14.3%
High efficiency boiler (HR-100 ketel) efficiency 90%-92,5% | 3.83% | 3.89% | 3.55%
High efficiency boiler (HR-104 ketel) efficiency 92,5%-95% | 1.9% | 1.87% | 2.14%
High efficiency boiler (HR-107 ketel) efficiency ≥ 95% | 64.45% | 64.1% | 66.59%
Heat pump | 7.062% | 6.05% | 12.86%
Micro-CHP | 0.27% | 0.25% | 0.42%
sources / remarks | SHAERE database
M.3.2 Special Systems (additional systems of special interest for space heating, hot water supply, ventilation, including photovoltaics)
state of the building stock
| Complete building stock | Old building stock | New buildings
solar thermal systems | non reliable data | non reliable data | non reliable data
...for hot water supply only
...for heating and hot water supply
photovoltaic systems | non reliable data | non reliable data | non reliable data
ventilation systems (for buildings/apartments, not only kitchen/WC ventilation)
Natural | 42.98% | 49.67% | 4.67%
Mechanical with exhaust | 53.71% | 49.12% | 80.05%
Mechanical with central drain | 3.09% | 1.03% | 14.92%
Mechanical with decentral drain | 0.2% | 0.18% | 0.36%
sources / remarks | SHAERE database
M.3.3 Main System of Hot Water Supply
apart from additional solar thermal systems (see above)
| Complete building stock | Old building stock | New buildings
M.3.3.1 Main Energy carrier for hot water supply
district heating | 5.1% | 4% | 9%
gas | 89.55% | 91% | 86%
oil | 0% | 0% | 0%
coal | 0% | 0% | 0%
wood/biomass | 0% | 0% | 0%
electricity | 5.31% | 5% | 5%
M.3.3.2 Main heat generation system for hot water supply
hot water generation combined with heating system: | 81.03% | 80.06% | 86.71%
Combined Conventional boiler (CR-ketel) efficiency ≤80% | 1.75% | 1.81% | 1.47%
Combined Conventional boiler (VR-ketel) efficiency 80%-90% | 14.82% | 15.01% | 13.72%
Combined High efficiency boiler (HR ketel) efficiency 90%-95% | 64.1% | 63.08% | 69.97%
Heat pump | 0.36% | 0.16% | 1.52%
Micro-CHP | 0.005% | 0% | 0.03%
separate system of hot water generation: | 18.93% | 19.94% | 13.3%
Direct gas burner (bad of keukengeiser) | 7.4% | 8.67% | 0.19%
Gas boiler | 1.48% | 1.57% | 0.99%
Electrical boiler | 4.95% | 5.29% | 3.03%
District heating | 5.1% | 4.41% | 9.09%
sources / remarks | SHAERE database

## Scenario Indicators <1>
Scenario Indicators <1>
State Indicators
e.g. Scenario A / Trend | Non-profit residential Buildings constructed until 2013 |  |  |  | Remarks
| 2013: Basic Case | 2020 | 2030 | 2050
| bs2013 = bs…2013¦2013 | bs…2013¦2020 | bs…2013¦2030 | bs…2013¦2050
Number of buildings | 2236587
Number of dwellings | not available
National reference area [m²] | 191413636.3636 | 191588443.3375 | 193336513.076 | 201639844.3337
TABULA/EPISCOPE reference area [m²] | 210555000 | 210747287.6712 | 212670164.3836 | 221803828.7671
Building insulation: state of modernisation
Walls |  |  |  |  | percentages related to number of dwellings
insulation improved (2010-2013) | 15.54% | 20% | 22% | 30%
Roofs / upper floor ceilings |  |  |  |  | percentages related to number of dwellings
insulation improved (2010-2013) | 2.82% | 7% | 10% | 12%
Ground floors / cellar ceilings |  |  |  |  | percentages related to number of dwellings
insulation improved (2010-2013) | 16.45% | 20% | 25% | 35%
Windows |  |  |  |  | percentages related to number of dwellings
insulation improved (2010-2013) | 35.11% | 39% | 45% | 55%
Building insulation: Detailed information
levels of wall insulation: |  |  |  |  | percentages related to number of dwellings renovated to the specific level of insulation
level 0 (U > 0,73 W/m²K) | 52% | 47% | 39% | 22%
level 1 (0,73 W/m²K >= U > 0,35 W/m²K) | 43% | 43% | 39% | 36%
level 2 (0,35 W/m²K >= U > 0,26 W/m²K) | 4.2% | 8% | 16% | 31%
level 3 (0,26 W/m²K >= U > 0,18 W/m²K) | 0.7% | 2% | 4% | 7%
level 4 (U <= 0,18 W/m²K ) | 0.1% | 0% | 2% | 4%
levels of roof/upper floor ceiling insulation: |  |  |  |  | percentages related to number of dwellings renovated to the specific level of insulation
level 0 (U > 2,56 W/m²K) | 21.1% | 18% | 10% | 4%
level 1 (2,56 W/m²K >= U > 1,38 W/m²K) | 3.05% | 3.05% | 2% | 0%
level 2 (1,38 W/m²K >= U > 1,12 W/m²K) | 6.56% | 6.56% | 5% | 2%
level 3 (1,12 W/m²K >= U > 0,25 W/m²K) | 67.62% | 71% | 81% | 91%
level 4 (U <= 0,25 W/m²K ) | 1.44% | 1.44% | 2% | 3%
levels of ground floor / cellar ceiling insulation: |  |  |  |  | percentages related to number of dwellings renovated to the specific level of insulation
level 0 (U > 3,12 W/m²K) | 51.61% | 49% | 41% | 31%
level 1 (3,12 W/m²K >= U > 1,54 W/m²K) | 10.16% | 10% | 8% | 5%
level 2 (1,54 W/m²K >= U > 0,5 W/m²K) | 22.2% | 22% | 22% | 18%
level 3 (0,5 W/m²K >= U > 0,28 W/m²K) | 13.82% | 17% | 26% | 41%
level 4 (U <= 0,28 W/m²K ) | 2.18% | 2% | 3% | 5%
levels of window insulation: |  |  |  |  | percentages related to number of dwellings renovated to the specific level of insulation
level 0 (U > 4,20 W/m²K) | 4.6% | 4% | 3% | 0%
level 1 (4,20 W/m²K >= U > 2,85 W/m²K) | 67.97% | 66% | 56% | 50%
level 2 (2,85 W/m²K >= U > 1,95 W/m²K) | 12.06% | 15% | 24% | 29%
level 3 (1,95 W/m²K >= U > 1,75 W/m²K) | 15.11% | 15% | 16% | 18%
level 4 (U <= 1,75 W/m²K ) | 0.23% | 0% | 1% | 3%
Main Heat Supply Systems for Space Heating
Centralisation of space heating system |  |  |  |  | percentages related to number of dwellings renovated to the specific level of insulation
district heating | 0% | 0% | 0% | 0%
building / apartment heating | 97% | 97% | 99% | 100%
room heating | 3.27% | 3.27% | 1% | 0%
Main energy carrier for space heating |  |  |  |  | percentages related to number of dwellings renovated to the specific level of insulation
district heating | 0% | 0% | 0% | 0%
gas (natural / liquid gas) | 93% | 93% | 93% | 85%
oil | 0% | 0% | 0% | 0%
coal | 0% | 0% | 0% | 0%
wood/biomass | 0% | 0% | 0% | 0%
electricity | 7% | 7% | 7% | 15%
Main heat generation system for space heating |  |  |  |  | percentages related to number of dwellings
Gas stove | 3.26% | 3.26% | 3.26% | 0%
Electic stove | 0.018% | 0.018% | 0.018% | 0.018%
Conventional boiler (CR-ketel) efficiency ≤80% | 1.79% | 1.79% | 1.79% | 0%
Conventional boiler (VR-ketel) efficiency 80%-90% | 17.39% | 17.39% | 17.39% | 15%
High efficiency boiler (HR-100 ketel) efficiency 90%-92,5% | 3.83% | 3.83% | 3.83% | 3.83%
High efficiency boiler (HR-104 ketel) efficiency 92,5%-95% | 1.9% | 1.9% | 1.9% | 1.9%
High efficiency boiler (HR-107 ketel) efficiency ≥ 95% | 64.45% | 64.45% | 64.45% | 64.45%
Heat pump | 7.062% | 7.062% | 7.062% | 15%
Micro-CHP | 0.27% | 0.27% | 0.27% | 0.27%
Special Systems |  |  |  |  | percentages related to number of dwellings
solar thermal systems | non reliable data | non reliable data | non reliable data | non reliable data
...for hot water supply only
...for heating and hot water supply
photovoltaic systems | non reliable data | non reliable data | non reliable data | non reliable data
ventilation systems (for buildings/apartments, not only kitchen/WC ventilation)
Natural | 42.98% | 42.98% | 42.98% | 39%
Mechanical with exhaust | 53.71% | 53.71% | 53.71% | 53.71%
Mechanical with central drain | 3.09% | 3.09% | 3.09% | 7%
Mechanical with decentral drain | 0.2% | 0.2% | 0.2% | 0.2%
additional systems of special interest for the observed building stock may be defined by the partners
(optional): Main Energy carrier for hot water supply |  |  |  |  | percentages related to number of dwellings
district heating | 5.1% | 5.1% | 5.1% | 5.1%
gas | 89.55% | 89.55% | 89.55% | 80%
oil | 0% | 0% | 0% | 0%
coal | 0% | 0% | 0% | 0%
wood/biomass | 0% | 0% | 0% | 0%
electricity | 5.31% | 5.31% | 5.31% | 15%
(optional:)Main heat generation system for hot water supply |  |  |  |  | percentages related to number of dwellings
hot water generation combined with heating system: | 81.03% | 81.03% | 81.03% | 90%
Combined Conventional boiler (CR-ketel) efficiency ≤80% | 1.75% | 1.75% | 1.75% | 0%
Combined Conventional boiler (VR-ketel) efficiency 80%-90% | 14.82% | 14.82% | 14.82% | 12%
Combined High efficiency boiler (HR ketel) efficiency 90%-95% | 64.1% | 64.1% | 64.1% | 64.1%
Heat pump | 0.36% | 0.36% | 0.36% | 4%
Micro-CHP | 0.005% | 0.005% | 0.005% | 10%
separate system of hot water generation: | 18.93% | 18.93% | 18.93% | 10%
Direct gas burner (bad of keukengeiser) | 7.4% | 7.4% | 7.4% | 0%
Gas boiler | 1.48% | 1.48% | 1.48% | 0%
Electrical boiler | 4.95% | 4.95% | 4.95% | 4.95%
District heating | 5.1% | 5.1% | 5.1% | 5.1%
remarks: results from SHAERE database for the non-profit housing stock in 2013. For Scenario B we assume that the renovations will be increased by 1%
per year and that they have to comply with the current new-built standars in the Netherlands.
Operational Indicators
e.g. Scenario A / Trend | Non-profit residential Buildings constructed until 2013
| 2013: Basic Case | 2020 | 2030 | 2050
| bs2013 = bs…2013¦2013 | bs…2012¦2020 | bs…2012¦2030 | bs…2012¦2050
Directly heated part of the reference floor area | n.a. | n.a. | n.a. | n.a. | in %
Daily operating time of heating system | n.a. | n.a. | n.a. | n.a. | h/d
Set-point temperature heating system | 20 | 20 | 20 | 20 | °C
Average temperature directly heated part | n.a. | n.a. | n.a. | n.a. | °C (heating period)
Average temperature not directly heated part | n.a. | n.a. | n.a. | n.a. | °C (heating period)
Climate dataset | NL national (Statistics Netherlands) | NL national (Statistics Netherlands) | NL national (Statistics Netherlands) | NL national (Statistics Netherlands)
Length of heating period | 2702.3667 | 2702.3667 | 2702.3667 | 2702.3667 | d/a
Average external air temperature during heating period | 10 | 10 | 10 | 10 | °C
The Scheme is here provided for a certain scenario e.g. Scenario A
starting with the basic case (here: 2012) and including the years 2020, 2030, 2050.
Fill in the same table also for 1-2 further scenarios (including the trend scenario if available).
Stick to the draft tables as far as possible,
but individual modifications are possible (give than explanations/remarks).
Data may be related to the complete building stock or to the existing building stock only (e.g. of the basic case).
In this example : only the buildings of the "existing stock" of the basic case (constructed until 2012) are considered.
Further subsets (e.g. new buildings after 2013) may be (but do not need to) be added in separate tables.

## Scenario Indicators <2>
Scenario Indicators <1>
State Indicators
e.g. Scenario B | Non-profit residential Buildings constructed until 2013 |  |  |  | Remarks
| 2013: Basic Case | 2020 | 2030 | 2050
| bs2013 = bs…2013¦2013 | bs…2013¦2020 | bs…2013¦2030 | bs…2013¦2050
Number of buildings | 2236587
Number of dwellings | not available
National reference area [m²] | 191413636.3636 | 191588443.3375 | 193336513.076 | 201639844.3337
TABULA/EPISCOPE reference area [m²] | 210555000 | 210747287.6712 | 212670164.3836 | 221803828.7671
Building insulation: state of modernisation
Walls |  |  |  |  | percentages related to number of dwellings
insulation improved (2010-2013) | 15.54% | 23% | 33% | 53%
Roofs / upper floor ceilings |  |  |  |  | percentages related to number of dwellings
insulation improved (2010-2013) | 2.82% | 10% | 20% | 40%
Ground floors / cellar ceilings |  |  |  |  | percentages related to number of dwellings
insulation improved (2010-2013) | 16.45% | 23% | 33% | 53%
Windows |  |  |  |  | percentages related to number of dwellings
insulation improved (2010-2013) | 35.11% | 42% | 52% | 72%
Building insulation: Detailed information
levels of wall insulation (area-weigthed): |  |  |  |  | percentages related to number of dwellings renovated to the specific level of insulation
level 0 (U > 0,73 W/m²K) | 52% | 43% | 35% | 18%
level 1 (0,73 W/m²K >= U > 0,35 W/m²K) | 43% | 43% | 39% | 36%
level 2 (0,35 W/m²K >= U > 0,26 W/m²K) | 4.2% | 12% | 20% | 35%
level 3 (0,26 W/m²K >= U > 0,18 W/m²K) | 0.7% | 2% | 4% | 7%
level 4 (U <= 0,18 W/m²K ) | 0.1% | 0% | 2% | 4%
levels of roof/upper floor ceiling insulation (area-weigthed): |  |  |  |  | percentages related to number of dwellings renovated to the specific level of insulation
level 0 (U > 2,56 W/m²K) | 21.1% | 14% | 6% | 0%
level 1 (2,56 W/m²K >= U > 1,38 W/m²K) | 3.05% | 3.05% | 2% | 0%
level 2 (1,38 W/m²K >= U > 1,12 W/m²K) | 6.56% | 6.56% | 5% | 2%
level 3 (1,12 W/m²K >= U > 0,25 W/m²K) | 67.62% | 75% | 85% | 95%
level 4 (U <= 0,25 W/m²K ) | 1.44% | 1.44% | 2% | 3%
levels of ground floor / cellar ceiling insulation (area-weigthed): |  |  |  |  | percentages related to number of dwellings renovated to the specific level of insulation
level 0 (U > 3,12 W/m²K) | 51.61% | 45% | 37% | 27%
level 1 (3,12 W/m²K >= U > 1,54 W/m²K) | 10.16% | 10% | 8% | 5%
level 2 (1,54 W/m²K >= U > 0,5 W/m²K) | 22.2% | 22% | 22% | 18%
level 3 (0,5 W/m²K >= U > 0,28 W/m²K) | 13.82% | 21% | 30% | 45%
level 4 (U <= 0,28 W/m²K ) | 2.18% | 2% | 3% | 5%
levels of window insulation (area-weigthed): |  |  |  |  | percentages related to number of dwellings renovated to the specific level of insulation
level 0 (U > 4,20 W/m²K) | 4.6% | 0% | 0% | 0%
level 1 (4,20 W/m²K >= U > 2,85 W/m²K) | 67.97% | 66% | 56% | 40%
level 2 (2,85 W/m²K >= U > 1,95 W/m²K) | 12.06% | 19% | 27% | 39%
level 3 (1,95 W/m²K >= U > 1,75 W/m²K) | 15.11% | 15% | 16% | 18%
level 4 (U <= 1,75 W/m²K ) | 0.23% | 0% | 1% | 3%
Main Heat Supply Systems for Space Heating
Centralisation of space heating system |  |  |  |  | percentages related to number of dwellings renovated to the specific level of insulation
district heating | 0% | 0% | 0% | 0%
building / apartment heating | 97% | 97% | 99% | 100%
room heating | 3.27% | 3.27% | 1% | 0%
Main energy carrier for space heating |  |  |  |  | percentages related to number of dwellings renovated to the specific level of insulation
district heating | 0% | 0% | 0% | 0%
gas (natural / liquid gas) | 93% | 93% | 93% | 85%
oil | 0% | 0% | 0% | 0%
coal | 0% | 0% | 0% | 0%
wood/biomass | 0% | 0% | 0% | 0%
electricity | 7% | 7% | 7% | 15%
Main heat generation system for space heating |  |  |  |  | percentages related to number of dwellings
Gas stove | 3.26% | 3.26% | 3.26% | 0%
Electic stove | 0.018% | 0.018% | 0.018% | 0.018%
Conventional boiler (CR-ketel) efficiency ≤80% | 1.79% | 1.79% | 1.79% | 0%
Conventional boiler (VR-ketel) efficiency 80%-90% | 17.39% | 17.39% | 17.39% | 15%
High efficiency boiler (HR-100 ketel) efficiency 90%-92,5% | 3.83% | 3.83% | 3.83% | 3.83%
High efficiency boiler (HR-104 ketel) efficiency 92,5%-95% | 1.9% | 1.9% | 1.9% | 1.9%
High efficiency boiler (HR-107 ketel) efficiency ≥ 95% | 64.45% | 64.45% | 64.45% | 64.45%
Heat pump | 7.062% | 7.062% | 7.062% | 15%
Micro-CHP | 0.27% | 0.27% | 0.27% | 0.27%
Special Systems |  |  |  |  | percentages related to number of dwellings
solar thermal systems | non reliable data | non reliable data | non reliable data | non reliable data
...for hot water supply only
...for heating and hot water supply
photovoltaic systems | non reliable data | non reliable data | non reliable data | non reliable data
ventilation systems (for buildings/apartments, not only kitchen/WC ventilation)
Natural | 42.98% | 42.98% | 42.98% | 39%
Mechanical with exhaust | 53.71% | 53.71% | 53.71% | 53.71%
Mechanical with central drain | 3.09% | 3.09% | 3.09% | 7%
Mechanical with decentral drain | 0.2% | 0.2% | 0.2% | 0.2%
additional systems of special interest for the observed building stock may be defined by the partners
(optional): Main Energy carrier for hot water supply |  |  |  |  | percentages related to number of dwellings
district heating | 5.1% | 5.1% | 5.1% | 5.1%
gas | 89.55% | 89.55% | 89.55% | 80%
oil | 0% | 0% | 0% | 0%
coal | 0% | 0% | 0% | 0%
wood/biomass | 0% | 0% | 0% | 0%
electricity | 5.31% | 5.31% | 5.31% | 15%
(optional:)Main heat generation system for hot water supply |  |  |  |  | percentages related to number of dwellings
hot water generation combined with heating system: | 81.03% | 81.03% | 81.03% | 90%
Combined Conventional boiler (CR-ketel) efficiency ≤80% | 1.75% | 1.75% | 1.75% | 0%
Combined Conventional boiler (VR-ketel) efficiency 80%-90% | 14.82% | 14.82% | 14.82% | 12%
Combined High efficiency boiler (HR ketel) efficiency 90%-95% | 64.1% | 64.1% | 64.1% | 64.1%
Heat pump | 0.36% | 0.36% | 0.36% | 4%
Micro-CHP | 0.005% | 0.005% | 0.005% | 10%
separate system of hot water generation: | 18.93% | 18.93% | 18.93% | 10%
Direct gas burner (bad of keukengeiser) | 7.4% | 7.4% | 7.4% | 0%
Gas boiler | 1.48% | 1.48% | 1.48% | 0%
Electrical boiler | 4.95% | 4.95% | 4.95% | 4.95%
District heating | 5.1% | 5.1% | 5.1% | 5.1%
remarks: results from SHAERE database for the non-profit housing stock in 2013. For Scenario B we assume that the renovations will be increased by 1%
per year and that they have to comply with the current new-built standars in the Netherlands.
Operational Indicators
e.g. Scenario B | Non-profit residential Buildings constructed until 2013
| 2013: Basic Case | 2020 | 2030 | 2050
| bs2013 = bs…2013¦2013 | bs…2012¦2020 | bs…2012¦2030 | bs…2012¦2050
Directly heated part of the reference floor area | n.a. | n.a. | n.a. | n.a. | in %
Daily operating time of heating system | n.a. | n.a. | n.a. | n.a. | h/d
Set-point temperature heating system | 20 | 20 | 20 | 20 | °C
Average temperature directly heated part | n.a. | n.a. | n.a. | n.a. | °C (heating period)
Average temperature not directly heated part | n.a. | n.a. | n.a. | n.a. | °C (heating period)
Climate dataset | NL national (Statistics Netherlands) | NL national (Statistics Netherlands) | NL national (Statistics Netherlands) | NL national (Statistics Netherlands)
Length of heating period | 2702.3667 | 2702.3667 | 2702.3667 | 2702.3667 | d/a
Average external air temperature during heating period | 10 | 10 | 10 | 10 | °C
The Scheme is here provided for a certain scenario e.g. Scenario A
starting with the basic case (here: 2012) and including the years 2020, 2030, 2050.
Fill in the same table also for 1-2 further scenarios (including the trend scenario if available).
Stick to the draft tables as far as possible,
but individual modifications are possible (give than explanations/remarks).
Data may be related to the complete building stock or to the existing building stock only (e.g. of the basic case).
In this example : only the buildings of the "existing stock" of the basic case (constructed until 2012) are considered.
Further subsets (e.g. new buildings after 2013) may be (but do not need to) be added in separate tables.

## Scenario Indicators <3>
Scenario Indicators <2>
State Indicators
e.g. Scenario C | Non-profit residential Buildings constructed until 2013 |  |  |  | Remarks
| 2013: Basic Case | 2020 | 2030 | 2050
| bs2013 = bs…2013¦2013 | bs…2013¦2020 | bs…2013¦2030 | bs…2013¦2050
Number of buildings | 2236587
Number of dwellings | not available
National reference area [m²] | 191413636.3636 | 191588443.3375 | 193336513.076 | 201639844.3337
TABULA/EPISCOPE reference area [m²] | 210555000 | 210747287.6712 | 212670164.3836 | 221803828.7671
Building insulation: state of modernisation
Walls |  |  |  |  | percentages related to number of dwellings
insulation improved (2010-2013) | 15.54% | 23% | 33% | 53%
Roofs / upper floor ceilings |  |  |  |  | percentages related to number of dwellings
insulation improved (2010-2013) | 2.82% | 10% | 20% | 40%
Ground floors / cellar ceilings |  |  |  |  | percentages related to number of dwellings
insulation improved (2010-2013) | 16.45% | 23% | 33% | 53%
Windows |  |  |  |  | percentages related to number of dwellings
insulation improved (2010-2013) | 35.11% | 42% | 52% | 72%
Building insulation: Detailed information
levels of wall insulation (area-weigthed): |  |  |  |  | percentages related to number of dwellings renovated to the specific level of insulation
level 0 (U > 0,73 W/m²K) | 52% | 43% | 35% | 18%
level 1 (0,73 W/m²K >= U > 0,35 W/m²K) | 43% | 43% | 39% | 36%
level 2 (0,35 W/m²K >= U > 0,26 W/m²K) | 4.2% | 4% | 4% | 4%
level 3 (0,26 W/m²K >= U > 0,18 W/m²K) | 0.7% | 10% | 20% | 38%
level 4 (U <= 0,18 W/m²K ) | 0.1% | 0% | 2% | 4%
levels of roof/upper floor ceiling insulation (area-weigthed): |  |  |  |  | percentages related to number of dwellings renovated to the specific level of insulation
level 0 (U > 2,56 W/m²K) | 21.1% | 14% | 6% | 0%
level 1 (2,56 W/m²K >= U > 1,38 W/m²K) | 3.05% | 3.05% | 2% | 0%
level 2 (1,38 W/m²K >= U > 1,12 W/m²K) | 6.56% | 7% | 7% | 7%
level 3 (1,12 W/m²K >= U > 0,25 W/m²K) | 67.62% | 74% | 81% | 83%
level 4 (U <= 0,25 W/m²K ) | 1.44% | 2% | 4% | 10%
levels of ground floor / cellar ceiling insulation (area-weigthed): |  |  |  |  | percentages related to number of dwellings renovated to the specific level of insulation
level 0 (U > 3,12 W/m²K) | 51.61% | 45% | 37% | 27%
level 1 (3,12 W/m²K >= U > 1,54 W/m²K) | 10.16% | 10% | 8% | 5%
level 2 (1,54 W/m²K >= U > 0,5 W/m²K) | 22.2% | 22% | 22% | 20%
level 3 (0,5 W/m²K >= U > 0,28 W/m²K) | 13.82% | 14% | 14% | 14%
level 4 (U <= 0,28 W/m²K ) | 2.18% | 9% | 19% | 34%
levels of window insulation (area-weigthed): |  |  |  |  | percentages related to number of dwellings renovated to the specific level of insulation
level 0 (U > 4,20 W/m²K) | 4.6% | 0% | 0% | 0%
level 1 (4,20 W/m²K >= U > 2,85 W/m²K) | 67.97% | 66% | 56% | 40%
level 2 (2,85 W/m²K >= U > 1,95 W/m²K) | 12.06% | 12% | 10% | 8%
level 3 (1,95 W/m²K >= U > 1,75 W/m²K) | 15.11% | 22% | 34% | 53%
level 4 (U <= 1,75 W/m²K ) | 0.23% | 0% | 0% | 5%
Main Heat Supply Systems for Space Heating |  |  |  |  | percentages related to number of dwellings renovated to the specific level of insulation
Centralisation of space heating system
district heating | 0% | 0% | 0% | 0%
building / apartment heating | 97% | 97% | 99% | 100%
room heating | 3.27% | 3.27% | 1% | 0%
Main energy carrier for space heating |  |  |  |  | percentages related to number of dwellings renovated to the specific level of insulation
district heating | 0% | 0% | 0% | 0%
gas (natural / liquid gas) | 93% | 88% | 80% | 60%
oil | 0% | 0% | 0% | 0%
coal | 0% | 0% | 0% | 0%
wood/biomass | 0% | 2% | 5% | 10%
electricity | 7% | 10% | 15% | 30%
Main heat generation system for space heating |  |  |  |  | percentages related to number of dwellings
Gas stove | 3.26% | 2% | 0% | 0%
Electic stove | 0.018% | 0.018% | 0.018% | 0.018%
Conventional boiler (CR-ketel) efficiency ≤80% | 1.79% | 1% | 0% | 0%
Conventional boiler (VR-ketel) efficiency 80%-90% | 17.39% | 15% | 12% | 0%
High efficiency boiler (HR-100 ketel) efficiency 90%-92,5% | 3.83% | 3.83% | 3.83% | 0%
High efficiency boiler (HR-104 ketel) efficiency 92,5%-95% | 1.9% | 1.9% | 1.9% | 0%
High efficiency boiler (HR-107 ketel) efficiency ≥ 95% | 64.45% | 64.45% | 64.45% | 60%
Heat pump | 7.062% | 10% | 15% | 30%
Micro-CHP | 0.27% | 2% | 5% | 10%
Special Systems |  |  |  |  | percentages related to number of dwellings
solar thermal systems | non reliable data | non reliable data | non reliable data | non reliable data
...for hot water supply only
...for heating and hot water supply
photovoltaic systems | non reliable data | non reliable data | non reliable data | non reliable data
ventilation systems (for buildings/apartments, not only kitchen/WC ventilation)
Natural | 42.98% | 42.98% | 42.98% | 39%
Mechanical with exhaust | 53.71% | 53.71% | 53.71% | 53.71%
Mechanical with central drain | 3.09% | 3.09% | 3.09% | 7%
Mechanical with decentral drain | 0.2% | 0.2% | 0.2% | 0.2%
additional systems of special interest for the observed building stock may be defined by the partners
(optional): Main Energy carrier for hot water supply |  |  |  |  | percentages related to number of dwellings
district heating | 5.1% | 5% | 5% | 0%
gas | 89.55% | 86% | 78% | 60%
oil | 0% | 0% | 0% | 0%
coal | 0% | 0% | 0% | 0%
wood/biomass | 0% | 2% | 5% | 10%
electricity | 5.31% | 7% | 12% | 30%
(optional:)Main heat generation system for hot water supply |  |  |  |  | percentages related to number of dwellings
hot water generation combined with heating system: | 81.03% | 88% | 93% | 100%
Combined Conventional boiler (CR-ketel) efficiency ≤80% | 1.79% | 1% | 0% | 0%
Combined Conventional boiler (VR-ketel) efficiency 80%-90% | 14.82% | 15% | 12% | 0%
Combined High efficiency boiler (HR ketel) efficiency 90%-95% | 64.1% | 65% | 66% | 60%
Heat pump | 0.36% | 5% | 10% | 30%
Micro-CHP | 0.005% | 2% | 5% | 10%
separate system of hot water generation: | 18.93% | 12% | 7% | 0%
Direct gas burner (bad of keukengeiser) | 7.4% | 5% | 0% | 0%
Gas boiler | 1.48% | 0% | 0% | 0%
Electrical boiler | 4.95% | 2% | 2% | 0%
District heating | 5.1% | 5.1% | 5.1% | 0%
remarks: results from SHAERE database for the non-profit housing stock in 2013. For Scenario B we assume that the renovations will be increased by 1%
per year and that they have to comply with the current new-built standars in the Netherlands.
Operational Indicators
e.g. Scenario C | Non-profit residential Buildings constructed until 2013
| 2013: Basic Case | 2020 | 2030 | 2050
| bs2013 = bs…2013¦2013 | bs…2012¦2020 | bs…2012¦2030 | bs…2012¦2050 | in %
Directly heated part of the reference floor area | n.a. | n.a. | n.a. | n.a. | h/d
Daily operating time of heating system | n.a. | n.a. | n.a. | n.a. | °C
Set-point temperature heating system | 20 | 20 | 20 | 20 | °C (heating period)
Average temperature directly heated part | n.a. | n.a. | n.a. | n.a. | °C (heating period)
Average temperature not directly heated part | n.a. | n.a. | n.a. | n.a.
Climate dataset | NL national (Statistics Netherlands) | NL national (Statistics Netherlands) | NL national (Statistics Netherlands) | NL national (Statistics Netherlands) | d/a
Length of heating period | 2702.3667 | 2702.3667 | 2702.3667 | 2702.3667 | °C
Average external air temperature during heating period | 10 | 10 | 10 | 10 | °C

## Energy Balance <1>
Energy Balance Indicators <1>
Trend Scenario |  | 2015 (Basic Case) | 2020 | 2030 | 2050
|  | bs2015 | bs2020 | bs2030 | bs2050
TABULA/EPISCOPE reference area [109 m²] |  | 0.21055 | 0.21075 | 0.21267 | 0.2218
Required heat amounts [kWh/(m²yr)]
Qnd | Net heat need (space heating and DHW)* | 201 | 178.9241 | 141.7799 | 89.0237
Final energy demand by energy carrier (delivered energy, gross calorific value)
1 | natural gas | 47095 | 41964 | 33553 | 21973
2 | liquid gas | n.a. | n.a. | n.a. | n.a.
3 | oil | n.a. | n.a. | n.a. | n.a.
4 | coal | n.a. | n.a. | n.a. | n.a.
5 | wood / biomass | n.a. | n.a. | n.a. | n.a.
6 | district heating | n.a. | n.a. | n.a. | n.a.
7 | electric energy (used for heat supply)** | 843 | n.a. | n.a. | n.a.
CO2 Emission Factor Heat Supply [kg/kWh] |  | 0.21308 | 0.21308 | 0.21308 | 0.21308
CO2 Emissions; Specific figures related to TABULA reference area [kg/(m²yr)] |  | 42.83 | 38.1259 | 30.2111 | 18.9696
Remarks:
*) Energy need for heating and DHW
**) e.g. auxiliary electric energy for control, pumps, fans of heat supply and ventilation systems is included
Values related to the reference area
Powers of ten used in the table above
| Area | 9 | 1000000000 | m²
| Energy | 6 | 1000000 | kWh/yr
The Scheme is here provided for a certain scenario e.g. Scenario A.
Starting with the basic case (here: 2012) and including the years 2020, 2030, 2050.
Please, fill in the same table also for 1 or 2 further scenarios (including the trend scenario if available).
Most of the numbers were already provided for the summary indicators (but here: absolute values) and SR 2/3 (final energy)
Current numbers from SR2/SR3 are provided by IWU in sheet "SOURCE SR2+SR3 - Energy Balance".
Please, supplement if possible environmental heat (usually from heat pumps) / heat from solar thermal systems
and a split of Qtotal among old and new buildings (optional).
Stick to the draft table as far as possible.
Individual modifications are possible by providing additional information (in additional lines)
Data is always related to the complete building stock
Further tables for special subsets may be (but do not need to be) added

## Energy Balance <2>
Energy Balance Indicators <2>
Scenario B |  | 2015 (Basic Case) | 2020 | 2030 | 2050
|  | bs2015 | bs2020 | bs2030 | bs2050
TABULA/EPISCOPE reference area [109 m²] |  | 0.21055 | 0.21075 | 0.21267 | 0.2218
Required heat amounts [kWh/(m²yr)]
Qnd | Net heat need (space heating and DHW)* |  | 189 | 164 | 116
Final energy demand by energy carrier (delivered energy, gross calorific value)
1 | natural gas |  | 44304 | 37211 | 24236
2 | liquid gas |  | n.a. | n.a. | n.a
3 | oil |  | n.a. | n.a. | n.a.
4 | coal |  | n.a. | n.a. | n.a.
5 | wood / biomass |  | n.a. | n.a. | n.a.
6 | district heating |  | n.a. | n.a. | n.a.
7 | electric energy (used for heat supply)** |  | 870 | 1089 | 1549
CO2 Emission Factor Heat Supply [kg/kWh] |  |  | 0.2128 | 0.20786 | 0.19542
CO2 Emissions; Specific figures related to TABULA reference area [kg/(m²yr)] |  |  | 40.22 | 34.0887 | 22.6685
Remarks:
*) Energy need for heating and DHW
**) e.g. auxiliary electric energy for control, pumps, fans of heat supply and ventilation systems is included
Values related to the reference area
Powers of ten used in the table above
| Area | 9 | 1000000000 | m²
| Energy | 6 | 1000000 | kWh/yr

## Energy Balance <3>
Energy Balance Indicators <2>
Scenario C |  | 2015 (Basic Case) | 2020 | 2030 | 2050
|  | bs2015 | bs2020 | bs2030 | bs2050
TABULA/EPISCOPE reference area [109 m²] |  | 0.21055 | 0.21075 | 0.21267 | 0.2218
Required heat amounts [kWh/(m²yr)]
Qnd | Net heat need (space heating and DHW)* |  | 188 | 161 | 109
Final energy demand by energy carrier (delivered energy, gross calorific value)
1 | natural gas |  | 43496 | 34563 | 17453
2 | liquid gas |  | n.a. | n.a. | n.a
3 | oil |  | n.a. | n.a. | n.a.
4 | coal |  | n.a. | n.a. | n.a.
5 | wood / biomass |  | n.a. | n.a. | n.a.
6 | district heating |  | n.a. | n.a. | n.a.
7 | electric energy (used for heat supply)** |  | 961 | 1384 | 2292
CO2 Emission Factor Heat Supply [kg/kWh] |  |  | 0.21046 | 0.19858 | 0.16154
CO2 Emissions; Specific figures related to TABULA reference area [kg/(m²yr)] |  |  | 39.5672 | 31.9708 | 17.6074
Remarks:
*) Energy need for heating and DHW
**) e.g. auxiliary electric energy for control, pumps, fans of heat supply and ventilation systems is included
Values related to the reference area
Powers of ten used in the table above
| Area | 9 | 1000000000 | m²
| Energy | 6 | 1000000 | kWh/yr

## Summary Indicators
Summary Indicators
Year |  |  | 2015 (basic case) | 2020 | 2030 | 2050
Reference Area | national reference area | [m²] | 191413636.3636 | 191588443.3375 | 193336513.076 | 201639844.3337
| EPISCOPE reference area | [m²] | 210555000 | 210747287.6712 | 212670164.3836 | 221803828.7671
CO2 emissions | Trend | kg/m²yr | 42.83 | 38.1259 | 30.2111 | 18.9696
| Scenario B | kg/m²yr |  | 40.22 | 34.0887 | 22.6685
| Scenario C | kg/m²yr |  | 39.5672 | 31.9708 | 17.6074
| EPISCOPE benchmark | kg/m²yr |  | 40.6513 | 29.6828 | 10.1645
| national benchmark | kg/m²yr |  | 32.4469 | 18.622 | 6.1338
Total heat demand | Trend | kWh/(m²yr) | 201 | 178.9241 | 141.7799 | 89.0237
| Scenario B | kWh/(m²yr) |  | 189 | 164 | 116
| Scenario C | kWh/(m²yr) |  | 188 | 161 | 109
CO2 emission factor heat supply | Trend | kg/kWh | 0.21308 | 0.21308 | 0.21308 | 0.21308
| Scenario B | kg/kWh |  | 0.2128 | 0.20786 | 0.19542
| Scenario C | kg/kWh |  | 0.21046 | 0.19858 | 0.16154
Please, enter the values you provided for SR2 / SR3. In the sheet "SOURCE SR2+3 - Summary Ind" you can find our evaluation of the SR2/SR3 values which you can use directly as a source for copy/paste.

## Basic Case Details
Basic Case Details - Scenario and Energy Balance Indicators by Building Type
|  |  |  | Building Stock |  |  |  | NL |  | National |  |  | Dutch non-profit housing | [8 empty] | 2013
|  |  |  | Details |  |  |  | Basic case 2015-Data avialable from 2013
|  | Annotations to this sheet | [5 empty] | The refurbishment processes correspond to the time period 2010-2013
[9 empty] | 1 |  | 2 |  | 3 | 4 | 5 |  | 6 | 7 | 8 | 9 | 10
|  | Building type / label | [6 empty] | SFH.Ia |  | SFH.Ib |  | SFH.IIa | SFH.IIb | SFH.IIIa |  | SFH.IIIb | MFH.Ia | MFH.Ib
|  |  | Building size category | [5 empty] | Detached single family dwelling |  | Detached single family dwelling |  | Semi-detached single family dwelling | Semi-detached single family dwelling | Teracced simgle family dwelling |  | Teracced simgle family dwelling | Multi-family dwelling | Multi-family dwelling
|  |  | Construction time band | [5 empty] | -1991 |  | 1992-2015 |  | -1991 | 1992-2015 | -1991 |  | 1992-2015 | -1991 | 1992-2015
| General Data | [5 empty] | Total
|  | Number of buildings |  |  |  |  | 1049194.9344 |  | 7528.9996 |  | 3142 |  | 59011.0054 | 6148.9995 | 832290.9973 |  | 111317.0041 | 27691.0944 | 2064.8341 |  |  | 10^0
|  | Number of dwellings |  |  |  |  | 1046490 |  | 7529 |  | 3142 |  | 59011 | 6149 | 832291 |  | 111317 | 25174 | 1877 |  |  | 10^0
|  | Floor area national |  |  |  |  | 130.0354 |  | 0.58201 |  | 0.2379 |  | 4.1042 | 0.39178 | 52.0093 |  | 6.5814 | 61.5749 | 4.5539 |  |  | 10^6 m²
|  | Floor area TABULA |  |  |  |  | 143.0389 |  | 0.64021 |  | 0.26169 |  | 4.5146 | 0.43096 | 57.2102 |  | 7.2395 | 67.7324 | 5.0093 |  |  | 10^6 m²
Building Insulation
Original state / not refurbished fraction of the envelope area
U-values of the original state
|  |  | Roof | [5 empty] | 0.3689 |  | 0.889 |  | 0.346 | 1.11 | 0.37 |  | 0.88 | 0.39 | 0.73 |  |  | W/(m²K)
|  |  | Wall | [5 empty] | 0.39 |  | 0.83 |  | 0.39 | 0.95 | 0.39 |  | 0.85 | 0.41 | 0.93 |  |  | W/(m²K)
|  |  | Window | [5 empty] | 2.54 |  | 3.16 |  | 2.09 | 3.03 | 2.53 |  | 3.04 | 2.2222 | 2.8649 |  |  | W/(m²K)
|  |  | Floor | [5 empty] | 0.39 |  | 1.72 |  | 0.43 | 2.49 | 0.4 |  | 1.66 | 0.42 | 1.35 |  |  | W/(m²K)
Refubishments (averages)
Refurbished fraction of envelope areas
|  |  | Roof | [5 empty] | 0% |  | 46.57% |  | 0% | 19.05% | 0.42% |  | 13.4% | 0% | 8.23%
|  |  | Wall | [5 empty] | 0% |  | 0% |  | 0% | 0% | 0% |  | 0% | 0% | 0%
|  |  | Window | [5 empty] | 0% |  | 0% |  | 0% | 0% | 0% |  | 0% | 0% | 0%
|  |  | Floor | [5 empty] | 42.88% |  | 28% |  | 0% | 8.26% | 6.12% |  | 8.12% | 5.17% | 3.32%
Total (indicative)
U-values of the refurbished fraction (averages)
|  |  | Roof | [5 empty] | 0 |  | 0.21622 |  | 0 | 0.22723 | 0.16122 |  | 0.21569 | 0 | 0.20534 |  |  | W/(m²K)
|  |  | Wall | [5 empty] | 0 |  | 0 |  | 0 | 0 | 0 |  | 0 | 0 | 0 |  |  | W/(m²K)
|  |  | Window | [5 empty] | 0 |  | 0 |  | 0 | 0 | 0 |  | 0 | 0 | 0 |  |  | W/(m²K)
|  |  | Floor | [5 empty] | 0.1649 |  | 0.24501 |  | 0 | 0.2563 | 0.16667 |  | 0.24376 | 0.17004 | 0.23581 |  |  | W/(m²K)
Main Heat Supply Systems
Ventilation Systems with Heat Recovery
Occurances
Heating Systems
Occurances or Fractions of Produced Heat
|  | 1 | Gas |  | B_NC_CT |  |  | C | 11.5% |  | 22.26% |  | 3.65% | 14.02% | 13.32% |  | 18.14% | 21.12% | 24.3%
|  | 2 | Gas |  | B_C |  |  | C | 82.05% |  | 51.73% |  | 94.3% | 79.73% | 74.11% |  | 75.15% | 68.41% | 63.07%
|  | 3 | Electricity |  | HP_Air |  |  | C | 6.45% |  | 10.06% |  | 1.82% | 0% | 12.5% |  | 2.67% | 10.22% | 9.24%
|  | 4 | Gas |  | Other |  |  | D | 0% |  | 15.91% |  | 0.2% | 6.23% | 0.05% |  | 4.01% | 0.22% | 3.3%
|  | 5 | Electricity |  | Other |  |  | D | 0% |  | 0.02% |  | 0% | 0% | 0% |  | 0% | 0.01% | 0.07%
6
7
8
9
10
11
12
13
14
15
16
17
18
19
20
|  |  | Sum | [5 empty] | 100% |  | 99.98% |  | 99.97% | 99.98% | 99.98% |  | 99.97% | 99.98% | 99.98%
|  |  |  | thereof |  | central |  |  | 100% |  | 84.05% |  | 99.77% | 93.75% | 99.93% |  | 95.96% | 99.75% | 96.61%
[6 empty] | decentral |  |  | 0% |  | 15.93% |  | 0.2% | 6.23% | 0.05% |  | 4.01% | 0.23% | 3.37%
|  |  | Other Systems | [5 empty] | 0% |  | 0.02% |  | 0.03% | 0.02% | 0.02% |  | 0.03% | 0.02% | 0.02%
DHW Systems
Occurances or Fractions of Produced Heat
|  | 1 | Gas |  | B_NC_CT |  |  | C | 11.93% |  | 14.19% |  | 4.06% | 11.62% | 22.54% |  | 15.51% | 20.35% | 18.73%
|  | 2 | Gas |  | B_C |  |  | C | 80.73% |  | 77.16% |  | 93.9% | 79.09% | 66.03% |  | 47.25% | 66.59% | 50.94%
|  | 3 | Gas |  | G_IWH_NC |  |  | D | 1.24% |  | 7.96% |  | 0.2% | 9.21% | 0.57% |  | 7.06% | 2.13% | 13.82%
4
5
6
7
8
9
10
11
12
13
14
15
16
17
18
19
20
|  |  | Sum | [5 empty] | 93.9% |  | 99.31% |  | 98.16% | 99.92% | 89.14% |  | 69.82% | 89.07% | 83.49%
|  |  |  | thereof |  | central |  |  | 92.66% |  | 91.35% |  | 97.96% | 90.71% | 88.57% |  | 62.76% | 86.94% | 69.67%
[6 empty] | decentral |  |  | 1.24% |  | 7.96% |  | 0.2% | 9.21% | 0.57% |  | 7.06% | 2.13% | 13.82%
|  |  | Other Systems | [5 empty] | 6.1% |  | 0.69% |  | 1.84% | 0.08% | 10.86% |  | 30.18% | 10.93% | 16.51%
| Energy Balance | [14 empty] | All energy quantities in | GWh/a |  | Heating + DHW
[7 empty] | fuels related to |  |  | gross | 0% | calorific value
[21 empty] | total | per m²
|  | Net heat need |  |  |  |  | 67.4273 |  | 44.0479 |  | 586.1021 |  | 98.0332 | 6750.8732 | 1474.7238 |  | 5867.3634 | 702.1906 |  |  | 15590.7615 | 119.8963
|  | Produced heat |  |  |  |  | 79.3262 |  | 51.8211 |  | 689.5319 |  | 115.3332 | 7942.2038 | 1734.9691 |  | 6902.7805 | 826.1066 |  |  | 18342.0723 | 141.0545
|  | Gas |  |  |  | 1.087 | 68.4138 |  | 48.9046 |  | 606.3836 |  | 110.438 | 6896.4759 | 1630.8004 |  | 5951.0565 | 747.6468 |  |  | 16060.1195 | 123.5058
|  | Oil |  |  |  | 1.0526 | 0 |  | 0 |  | 0 |  | 0 | 0 | 0 |  | 0 | 0 |  |  | 0 | 0
|  | Coal |  |  |  | 1.0526 | 0 |  | 0 |  | 0 |  | 0 | 0 | 0 |  | 0 | 0 |  |  | 0 | 0
|  | Bio |  |  |  | 1.0526 | 0 |  | 0 |  | 0 |  | 0 | 0 | 0 |  | 0 | 0 |  |  | 0 | 0
|  | DH |  |  |  |  | 0 |  | 0 |  | 0 |  | 0 | 0 | 0 |  | 0 | 0 |  |  | 0 | 0
|  | El |  |  |  |  | 10.9124 |  | 2.9165 |  | 83.1483 |  | 4.8952 | 1045.7279 | 104.1687 |  | 951.7239 | 784.5598 |  |  | 2988.0529 | 22.9788
|  | Other / not specified |  |  |  |  | 0 |  | 0 |  | 0 |  | 0 | 0 | 0 |  | 0 | 0 |  |  | 0 | 0
|  | Sum final energy |  |  |  |  | 79.3262 |  | 51.8211 |  | 689.5319 |  | 115.3332 | 7942.2038 | 1734.9691 |  | 6902.7805 | 1532.2066 |  |  | 19048.1723 | 146.4845
|  | per m² |  |  |  |  | 136.2978 |  | 217.8283 |  | 168.0068 |  | 294.3808 | 152.7074 | 263.6168 |  | 112.1038 | 336.4605
CHP electr. production
Version: |  | 2015-11-20 15:33
Please, copy and paste the respective rows from sheet "SOURCE TABULA.xlsm - Basic Case". (You can delete the empty table given below.)
In case of data changes the rows can directly be copied from TABULA.xlsm sheet "Calc.Demo.AverageBuiSys" (at the bottom of the sheet, proceeding: select rows, copy, paste-special-values, paste-special-formats.)

## SOURCE SR2+3 - Energy Balance
IWU / TL / pasted on 19-01-2016
Source for entries in the sheets "Energy Balance <1>" and "Energy Balance <2>"
Values pasted from SR2/SR3
Please, select your case study values and copy/paste them into the sheet "Energy Balance <1>" and "Energy Balance <2>".
You may then delete this sheet.
|  |  | 2005 | 2015 | 2020 |  |  | 2030 |  |  | 2050 |  |  | 2015
|  |  | Base Year | Trend Scenario | Trend Scenario | Scenario B | Scenario C | Trend Scenario | Scenario B | Scenario C | Trend Scenario | Scenario B | Scenario C | kWh/yr | kWh/m²yr
1 | AT | natural gas |  | 794 | 770 | 780 | 749 | 740 | 671 | 553 |  |  |  | 794000000 | 34.5519
| GWh/yr | liquid gas |  | 1187 | 925 | 1161 | 1182 | 743 | 666 | 686 |  |  |  | 1187000000 | 51.6538
|  | oil |  | 0 | 0 | 0 | 0 | 0 | 0 | 0 |  |  |  | 0 | 0
|  | coal |  | 217 | 206 | 212 | 193 | 200 | 185 | 105 |  |  |  | 217000000 | 9.443
|  | wood / biomass |  | 1020 | 897 | 997 | 1035 | 801 | 710 | 850 |  |  |  | 1020000000 | 44.3866
|  | district heating |  | 399 | 465 | 391 | 397 | 497 | 444 | 494 |  |  |  | 399000000 | 17.363
|  | electric energy (used for heat supply) |  | 330 | 362 | 326 | 297 | 383 | 363 | 255 |  |  |  | 330000000 | 14.3604
|  | Total |  | 3947 | [9 empty] | 3947000000 | 171.7586
2 | BE | natural gas
liquid gas
oil
coal
wood / biomass
district heating
electric energy (used for heat supply)
3 | CY | natural gas | 0 | 0 | 0 | 0 | 0 | 0 | 0 | 0 | 0 | 0 | 0 | 0
| GWh/yr | liquid gas | 1.59 | 1.64 | 1.61 | 1.49 | 1.48 | 1.54 | 1.01 | 1 | 1.39 | 0 | 0 | 1640000 | 6.2672
|  | oil | 0.35 | 0.37 | 0.36 | 0.33 | 0.33 | 0.34 | 0.22 | 0.22 | 0.31 | 0 | 0 | 370000 | 1.4139
|  | coal | 0 | 0 | 0 | 0 | 0 | 0 | 0 | 0 | 0 | 0 | 0 | 0 | 0
|  | wood / biomass | 1.94 | 2.01 | 1.97 | 1.82 | 1.81 | 1.88 | 1.23 | 1.22 | 1.7 | 0 | 0 | 2010000 | 7.6811
|  | district heating | 0 | 0 | 0 | 0 | 0 | 0 | 0 | 0 | 0 | 0 | 0 | 0 | 0
|  | electric energy (used for heat supply) | 3.07 | 3.38 | 3.56 | 3.37 | 3.4 | 3.94 | 3.22 | 3.2 | 5.01 | 3.18 | 2.97 | 3380000 | 12.9165
|  | electric energy from the public grid (used for heat supply) | 3.07 | 3.38 | 3.56 | 3.37 | 3.37 | 3.83 | 3.22 | 2.97 | 4.6 | 3.18 | 2.23 | 3380000 | 12.9165
|  | electric energy produced by pv on site (used for heat supply) | 0 | 0 | 0 | 0 | 0.03 | 0.11 | 0 | 0.23 | 0.41 | 0 | 0.74 | 0 | 0
|  |  |  | 7.4 | [9 empty] | 7400000 | 28.2788
4 | CZ | district heating |  | 65.592 | 62.7129 | 59.6286 | 53.2031 | 55.7103 | 44.6963 | 34.4507 | 51.071 | 36.5158 | 27.1953 | 65592000 | 157.6731
| GWh/yr | electric energy (used for heat supply) |  | 1.747 | 1.7468 | 1.6609 | 1.4819 | 1.7468 | 1.4015 | 1.0802 | 1.747 | 1.2491 | 0.93028 | 1747000 | 4.1995
|  |  |  | 67.339 | [9 empty] | 67339000 | 161.8726
5 | DE | natural gas |  | 304.6282 | 290.036 | 287.4438 | 278.8301 | 256.8988 | 227.5653 | 181.0588 | 199.8409 | 73.5885 | 54.0725 | 304628221882.1658 | 77.1199
| TWh/yr | liquid gas |  | 0 | 0 | 0 | 0 | 0 | 0 | 0 | 0 | 0 | 0 | 0 | 0
|  | oil |  | 181.8166 | 166.3658 | 166.282 | 155.0852 | 134.2036 | 109.6887 | 71.5739 | 79.9466 | 9.7599 | 2.8687 | 181816567238.6761 | 46.0288
|  | coal |  | 1.3583 | 0.14142 | 0.14155 | 0.13113 | 0 | 0 | -7.4237e-18 | 0 | -9.1276e-18 | -8.4409e-18 | 1358347615.8698 | 0.34388
|  | wood / biomass |  | 68.9914 | 75.9021 | 75.522 | 71.6433 | 86.1097 | 77.0131 | 70.9563 | 103.6459 | 56.2092 | 51.9115 | 68991392501.621 | 17.4659
|  | district heating |  | 36.2385 | 37.8206 | 37.6663 | 39.3979 | 39.2849 | 42.2766 | 40.3049 | 40.1177 | 34.6327 | 32.4029 | 36238498668.6255 | 9.1742
|  | electric energy (used for heat supply) |  | 27.6022 | 24.941 | 24.9933 | 28.8039 | 22.7062 | 32.3498 | 48.0824 | 24.7059 | 59.3005 | 59.9535 | 27602201514.5926 | 6.9878
|  |  |  | 620.6352 | [9 empty] | 620635229421.5509 | 157.1205
6 | DK | natural gas
liquid gas
oil
coal
wood / biomass
district heating
electric energy (used for heat supply)
7 | ES | natural gas |  | 590.085 | 590.085 | 578.283 | 531.076 | [6 empty] | 590085000 | 9.1062
| GWh/yr | liquid gas |  | 648.663 | 648.663 | 635.69 | 583.797 | [6 empty] | 648663000 | 10.0102
|  | oil |  | 45.21 | 45.21 | 44.305 | 40.689 | [6 empty] | 45210000 | 0.69769
|  | coal |  | - | - | - | - | [6 empty] | #VALUE! | #VALUE!
|  | wood / biomass |  | - | - | - | - | [6 empty] | #VALUE! | #VALUE!
|  | district heating |  | - | - | - | - | [6 empty] | #VALUE! | #VALUE!
|  | electric energy (used for heat supply) |  | 1355.984 | 1355.984 | 1328.864 | 1220.386 | [6 empty] | 1355984000 | 20.9257
|  |  |  | 2639.942 | [9 empty] | 2639942000 | 40.7398
8 | FR | natural gas |  | 79.1288 | 69.25 | 68.68 | 64.65 | 56.76 | 53.25 | 43.82 | 61.21 | 58.59 | 44.97 | 79128794.37 | 109.1104
| GWh/yr | liquid gas | [11 empty] | 0 | 0
|  | oil | [11 empty] | 0 | 0
|  | coal | [11 empty] | 0 | 0
|  | wood / biomass | [11 empty] | 0 | 0
|  | district heating |  | 11.4205 | 15.07 | 14.84 | 13.39 | 16.74 | 15.82 | 11.68 | 27.09 | 25.79 | 18.17 | 11420523.14 | 15.7477
|  | electric energy (used for heat supply) |  | 25.2259 | 20,5 | 19.73 | 18.72 | 14.28 | 13.99 | 13.39 | 17.95 | 17.49 | 16.16 | 25225913.61 | 34.7839
|  |  |  | 115.7752 | [9 empty] | 115775231.12 | 159.642
9 | GB | natural gas
liquid gas
oil
coal
wood / biomass
district heating
electric energy (used for heat supply)
10 | GR | natural gas |  | 1592 | 2021 | 1724 | 1994 | 2777 | 21371703 | 1638 |  |  |  | 1592000000 | 6.2188
| GWh/yr | liquid gas |  | 0 | 0 | 0 | 0 | 0 | 0 | 0 |  |  |  | 0 | 0
|  | oil |  | 20487 | 19218 | 15326 | 14360 | 16574 | 9992 | 7040 |  |  |  | 20487000000 | 80.0273
|  | coal |  | 0 | 0 | 0 | 0 | 0 | 0 | 0 |  |  |  | 0 | 0
|  | wood / biomass |  | 13664 | 13275 | 11543 | 10836 | 12505 | 8044 | 6407 |  |  |  | 13664000000 | 53.375
|  | district heating |  | 222 | 226 | 197 | 327 | 234 | 149 | 317 |  |  |  | 222000000 | 0.86719
|  | electric energy (used for heat supply) |  | 3612 | 3574 | 2161 | 2179 | 3526 | 1272 | 1193 |  |  |  | 3612000000 | 14.1094
|  |  |  | 39577 | [9 empty] | 39577000000 | 154.5977
11 | HU | natural gas |  | 214 | 217.8 | 202.3 | 190.3 | 217.4 | 177.2 | 141.5 | 198 | 118.8 | 54.8 | 214000000 | 163.2342
| GWh/yr | liquid gas |  | 0 | 0 | 0 | 0 | 0 | 0 | 0 | 0 | 0 | 0 | 0 | 0
Angaben hier aus Bericht, sind anders als im Excel file |  | oil |  | 0 | 0 | 0 | 0 | 0 | 0 | 0 | 0 | 0 | 0 | 0 | 0
|  | coal |  | 0 | 0 | 0 | 0 | 0 | 0 | 0 | 0 | 0 | 0 | 0 | 0
|  | wood / biomass |  | 55.9 | 56.9 | 59.6 | 60.7 | 56.7 | 63.5 | 66.6 | 51.6 | 63.1 | 61.1 | 55900000 | 42.6392
|  | district heating |  | 13 | 12.9 | 12.8 | 12.6 | 12.8 | 12.6 | 12 | 11.4 | 10.9 | 9.2 | 13000000 | 9.9161
|  | electric energy (used for heat supply) |  | 9.8 | 10 | 9.8 | 9.5 | 10 | 9.4 | 8.7 | 9.1 | 7.8 | 5.9 | 9800000 | 7.4752
|  |  |  | 292.7 | [9 empty] | 292700000 | 223.2647
12 | IE | natural gas & LPG |  | 1110.4 | 1053.5 | 1008.3 | 940.6 | 939.7 | 818.9 | 637.6 | 749.6 | 524.8 | 187.4 | 1110400000 | 99.6589
| GWh/yr | oil |  | 118.7 | 112.7 | 107.8 | 100.6 | 100.5 | 87.6 | 68.7 | 80.2 | 56.1 | 20 | 118700000 | 10.6534
|  | coal |  | 29.2 | 27.7 | 26.6 | 24.8 | 24.7 | 21.6 | 16.8 | 19.7 | 13.8 | 4.9 | 29200000 | 2.6207
|  | wood / biomass |  | 0.4 | 0.3 | 0.3 | 0.3 | 0.3 | 0.3 | 0.2 | 0.2 | 0.2 | 0.1 | 400000 | 0.0359
|  | district heating | [11 empty] | 0 | 0
|  | electric energy (used for heat supply) |  | 160.9 | 152.6 | 154.8 | 158 | 136.1 | 144.7 | 157.5 | 108.6 | 136.8 | 179.2 | 160900000 | 14.4409
|  |  |  | 1419.6 | [9 empty] | 1419600000 | 127.4098
13 | IT | natural gas |  | 63990.39 | 62989.17 | 62809.35 | 59727.99 | 61003.38 | 60463.92 | 43058.01 | 57463.59 | 56502.33 | 16983 | 63990390000 | 298.5601
| GWh/yr | liquid gas |  | 0 | 0 | 0 | 0 | 0 | 0 | 0 | 0 | 0 | 0 | 0 | 0
|  | oil |  | 0 | 0 | 0 | 0 | 0 | 0 | 0 | 0 | 0 | 0 | 0 | 0
|  | coal |  | 0 | 0 | 0 | 0 | 0 | 0 | 0 | 0 | 0 | 0 | 0 | 0
|  | wood / biomass |  | 0 | 0 | 0 | 0 | 0 | 0 | 0 | 0 | 0 | 0 | 0 | 0
|  | district heating |  | 1125 | 1123 | 1123 | 1123 | 1121 | 1121 | 1121 | 1078 | 810 | 234 | 1125000000 | 5.2489
|  | electric energy (used for heat supply) |  | 915 | 992 | 1037 | 992 | 1146 | 1281 | 1146 | 1453 | 1766 | 1453 | 915000000 | 4.2691
|  |  |  | 66030.39 | [9 empty] | 66030390000 | 308.0782
14 | NL | natural gas |  | 47095 | 41964 | 44304 | 43496 | 33553 | 37211 | 34563 | 21973 | 24236 | 17453 | 47095000000 | 223.6708
| GWh/yr | liquid gas | [11 empty] | 0 | 0
|  | oil | [11 empty] | 0 | 0
|  | coal | [11 empty] | 0 | 0
|  | wood / biomass | [11 empty] | 0 | 0
|  | district heating | [11 empty] | 0 | 0
|  | electric energy (used for heat supply) |  | 843 | n.a. | 870 | 961 | n.a. | 1089 | 1384 | n.a. | 1549 | 2292 | 843000000 | 4.0037
|  |  |  | 47938 | [9 empty] | 47938000000 | 227.6745
15 | NO | natural gas |  | 40.7219 | 40.5357 | 41.5255 | 41.28 | 39.1159 | 37.8859 | 35.8037 | 33.3623 | 32.0683 | 27.6102 | 40721871.0924 | 0.16159
| GWh/yr | liquid gas |  | 104.8588 | 104.3795 | 106.9282 | 106.296 | 100.7235 | 97.5562 | 92.1946 | 85.9079 | 82.576 | 71.0962 | 104858818.063 | 0.41611
|  | oil |  | 1228.7825 | 0 | 0 | 0 | 0 | 0 | 0 | 0 | 0 | 0 | 1228782460.2137 | 4.8761
|  | coal |  | 5.0902 | 0 | 0 | 0 | 0 | 0 | 0 | 0 | 0 | 0 | 5090233.8866 | 0.020199
|  | wood / biomass |  | 6222.3019 | 5972.6517 | 6118.4888 | 6082.3105 | 5336.5307 | 5168.7191 | 4884.6535 | 3823.3176 | 3675.0316 | 3164.1243 | 6222301902.9215 | 24.6917
|  | district heating |  | 1102.5447 | 1332.6848 | 1365.2256 | 1357.1531 | 1739.8906 | 1685.1783 | 1592.5633 | 2258.2095 | 2170.6256 | 1868.8627 | 1102544659.8272 | 4.3752
|  | electric energy (used for heat supply) |  | 27118.7301 | 28209.0382 | 28897.8319 | 28726.9605 | 27194.0243 | 26338.8858 | 24891.3373 | 23148.0028 | 22250.2156 | 19156.9642 | 27118730053.9957 | 107.614
|  |  |  | 35823.03 | [9 empty] | 35823030000 | 142.1549
16 | RS | natural gas |  | 242 | 206 | 203 | 199 | 199 | 190 | 180 | 184 | 163 | 139 | 242000000 | 147.651
| GWh/yr | liquid gas |  | 0 | 0 | 0 | 0 | 0 | 0 | 0 | 0 | 0 | 0 | 0 | 0
|  | oil |  | 0 | 0 | 0 | 0 | 0 | 0 | 0 | 0 | 0 | 0 | 0 | 0
|  | coal |  | 5 | 6 | 6 | 6 | 6 | 5 | 5 | 5 | 5 | 4 | 5000000 | 3.0506
|  | wood / biomass |  | 320 | 374 | 368 | 361 | 362 | 344 | 323 | 326 | 284 | 237 | 320000000 | 195.241
|  | district heating |  | 0 | 0 | 0 | 0 | 0 | 0 | 0 | 0 | 0 | 0 | 0 | 0
|  | electric energy (used for heat supply) |  | 10 | 8 | 8 | 8 | 8 | 7 | 7 | 7 | 6 | 5 | 10000000 | 6.1013
|  |  |  | 577 | [9 empty] | 577000000 | 352.0439
17 | SI national | Natural Gas |  | 1305 | 1313 | 1138.8889 | 1152.7778 | 1141 | 1055.5556 | 1000 |  |  |  | 1305000000 | 18.2799
| GWh/yr | Liquid Gas |  | 180 | 146 | 138.8889 | 127.7778 | 127 | 111.1111 | 97.2222 |  |  |  | 180000000 | 2.5214
|  | Oil |  | 1570 | 1087 | 1055.5556 | 611.1111 | 446 | 403 | 333.3333 |  |  |  | 1570000000 | 21.9919
|  | Coal |  | 2 | 1 | 0.306 | 0.319 | 1 | 0.278 | 0.278 |  |  |  | 2000000 | 0.028015
|  | Bio |  | 5385 | 4560 | 3555.5556 | 3541.6667 | 3266 | 2750 | 2527.7778 |  |  |  | 5385000000 | 75.4307
|  | District heating |  | 886 | 799 | 583.3333 | 611.1111 | 528 | 555.5556 | 513.8889 |  |  |  | 886000000 | 12.4107
|  | Electric energy |  | 1036 | 1027 | 527.7778 | 527.7778 | 967 | 550 | 527.7778 |  |  |  | 1036000000 | 14.5118
|  | Solar energy |  | 124 | 160 | 33.3333 | 44.4444 | 220 | 50 | 55.5556 |  |  |  | 124000000 | 1.7369
|  | Geothermal energy |  | 301 | 315 | 333.3333 | 388.8889 | 741 | 500 | 513.8889 |  |  |  | 301000000 | 4.2163
|  |  |  | 10364 | [9 empty] | 10364000000 | 145.1744
18 | SI local | Natural Gas |  | 1741.5293 | 1722.8672 | 1741.5293 | 2008.5699 | 908.5857 | 952.5241 | 1784.6949 |  |  |  | 1741529.309 | 3.8596
| MWh/yr | Liquid Gas |  | 2819.4974 | 2791.3022 | 2819.4974 | 1638.6861 | 934.7218 | 914.4957 | 1440.6009 |  |  |  | 2819497.4161 | 6.2486
| einzige im SR2 mit MWh | Oil |  | 17406.503 | 16084.5105 | 15301.7608 | 6290.5417 | 11820.4159 | 10958.3031 | 3405.6925 |  |  |  | 17406503.0032 | 38.5765
|  | Coal |  | 760.4345 | 220.3 | 220.3 | 220.3 | 220.3 | 220.3 | 220.3 |  |  |  | 760434.5082 | 1.6853
|  | Bio |  | 48135 | 44131.4333 | 43955.2258 | 45881.889 | 29021.3067 | 27491.7546 | 28926.3072 |  |  |  | 48135000 | 106.6775
|  | District heating |  | 19852 | 14382.6716 | 15768.0395 | 16534.195 | 9835.5499 | 11034.4149 | 11700.4297 |  |  |  | 19852000 | 43.9963
|  | Electric energy |  | 6809.3473 | 6523.3964 | 6553.0755 | 10034.6339 | 5527.4629 | 5573.1211 | 6666.5643 |  |  |  | 6809347.3468 | 15.091
|  | Solar energy |  | 328.0933 | 250.6641 | 221.6811 | 579.9724 | 250.6641 | 221.6811 | 506.7779 |  |  |  | 328093.2583 | 0.72712
|  | Geothermal energy |  | 2802.8028 | 1960.0489 | 1878.8361 | 3832.1891 | 1714.115 | 1566.3825 | 2947.7223 |  |  |  | 2802802.8228 | 6.2116
|  |  |  | 97524.3116 | [9 empty] | 97524311.5834 | 216.1347
100655.2077

## SOURCE SR2+3 - Summary Ind
IWU / TL / pasted on 19-01-2016
Source for entries in sheet "Summary Indicators"
Values pasted from SR2/SR3
Please, select your case study values and copy/paste them into the sheet "Summary Indicators".
You may then delete this sheet.
[8 empty] | space heating only (without DHW) | [21 empty] | not available
|  |  |  | 1 |  |  |  | 2 |  |  |  | 3 | [9 empty] | 4 |  |  |  | 5 |  |  |  | 6 |  |  |  |  | 7 |  |  |  | 8 |  |  |  | 9 |  |  |  | 10 |  |  |  | 11 |  |  |  | 12 |  |  |  | 13 |  |  |  | 14 |  |  |  | 15 |  |  |  | 16 |  |  |  | 17 |  |  |  | 18
|  |  |  | AT |  |  |  | BE |  |  |  | CY | [9 empty] | CZ |  |  |  | DE |  |  |  | DK |  |  |  |  | ES |  |  |  | FR |  |  |  | GB |  |  |  | GR |  |  |  | HU |  |  |  | IE |  |  |  | IT |  |  |  | NL |  |  |  | NO |  |  |  | RS |  |  |  | SI national |  |  |  | SI local
| Year |  |  | 2015 | 2020 | 2030 | 2050 | 2015 | 2020 | 2030 | 2050 | 2005 |  | 2015 |  | 2020 |  | 2030 |  | 2050 |  | 2015 | 2020 | 2030 | 2050 | 2015 | 2020 | 2030 | 2050 | 2012 | 2015 | 2020 | 2030 | 2050 | 2015 | 2020 | 2030 | 2050 | 2015 | 2020 | 2030 | 2050 | 2012 | 2020 | 2030 | 2050 | 2015 | 2020 | 2030 | 2050 | 2015 | 2020 | 2030 | 2050 | 2015 | 2020 | 2030 | 2050 | 2015 | 2020 | 2030 | 2050 | 2015 | 2020 | 2030 | 2050 | 2015 | 2020 | 2030 | 2050 | 2015 | 2020 | 2030 | 2050 | 2015 | 2020 | 2030 | 2050 | 2015 | 2020 | 2030 | 2050
[12 empty] | heating | cooling | heating | cooling | heating | cooling | heating | cooling | heating | cooling
| Reference Area | national reference area | [m²] | 20890848 | 21517573.44 | 22163100.6432 | 23271255.6754 | 38400 | 39936 | 40175.616 | 40659.1697 | 214668.7431 |  | 261680 |  | 288915.8646 |  | 352186.8268 |  | 523331.0981 |  | 378000 | 378000 | 378000 | 378000 | 3590962028.2257 | 3664245271.1507 | 3723311757.0007 | 3841444728.7007 | [5 empty] | 58900000 | 58900000 |  |  | 659289.0909 | 708736.3636 | 807629.0909 | 955969.0909 | 2100000000 |  |  | 2940000000 | 407000000 | 419000000 | 445000000 |  | 1311000 | 1432000 | 1550000 | 1756000 | 11142000 | 11560000 | 12390000 | 14050000 | 214330000 | 218670000 | 227340000 | 244680000 | 191413636.3636 | 191588443.3375 | 193336513.076 | 201639844.3337 | 296000000 | 309000000 | 335000000 | 381000000 | 1490000 | 1560000 | 1690000 | 2160000 | 64900000 | 67700000 | 72200000 |  | 410200 | 433800 | 482100
|  | EPISCOPE reference area | [m²] | 22979932.8 | 23669330.784 | 24379410.7075 | 25598381.2429 | 32640 | 33945.6 | 34149.2736 | 34560.2943 | 214668.7431 |  | 261680 |  | 288915.8646 |  | 352186.8268 |  | 523331.0981 |  | 416000 | 416000 | 416000 | 416000 | 3950058231.0483 | 4030669798.2658 | 4095642932.7008 | 4225589201.5708 | [5 empty] | 64800000 | 64800000 |  |  | 725218 | 779610 | 888392 | 1051566 | 2100000000 |  |  | 2940000000 | 256000000 | 264000000 | 280000000 |  | 1311000 | 1432000 | 1550000 | 1756000 | 11430000 | 11870000 | 12740000 | 14490000 | 214330000 | 218670000 | 227340000 | 244680000 | 210555000 | 210747287.6712 | 212670164.3836 | 221803828.7671 | 252000000 | 263000000 | 285000000 | 324000000 | 1639000 | 1716000 | 1859000 | 2376000 | 71390000 | 74470000 | 79420000 |  | 451220 | 477180 | 530310
| CO2 emissions | Trend | kg/m²yr | 27.1298 | 23.2636 | 18.6495 |  | 47.8145 | 46.2418 | 44.8788 | 42.2255 | 13.1 | 11.9 | 10.4 | 10.7 | 9.6 | 9.6 | 7.3 | 7.2 | 4 | 5 | 42.1 | 40 | 35.5 | 31.3 | 31.6825 | 29.1693 | 24.945 | 18.4408 | [5 empty] | 10.01 | 10.01 |  |  | 32.83 | 24.4099 | 13.3535 | 8.3277 | 42.1413 |  |  | 25.1 | 33.9 | 31.9 | 28 |  | 73.5224 | 68.3154 | 62.84 | 50.2672 | 33.56 | 30.97 | 26.15 | 18.68 | 57.9 | 56.05 | 52.63 | 46.8 | 42.83 | 38.1259 | 30.2111 | 18.9696 | 14.6 | 12.6 | 11.3 | 8.4 | 59 | 55 | 48 | 34 | 22.15 | 19.7 | 14.95 |  | 37.41 | 26.8 | 17.5
|  | Scenario B | kg/m²yr |  | 21.785 | 16.6194 |  |  | 43.6325 | 37.1366 | 29.8551 |  |  |  |  | 9 | 9.2 | 5.8 | 5.9 | 2 | 2.7 |  | 39.1 | 29 | 22.7 |  | 29.044 | 22.111 | 7.0207 | [6 empty] | 9.8 |  |  |  | 23.01 | 10.5314 | 4.3605 |  |  |  | 21.506 |  | 23.1 | 14.1 |  |  | 66.838 | 59.1521 | 43.058 |  | 28.95 | 21.6 | 12.84 |  | 55.99 | 52.47 | 46.42 |  | 40.22 | 34.0887 | 22.6685 |  | 13 | 10.9 | 8.1 |  | 54 | 46 | 30 |  | 13.76 | 11.04 |  |  | 26.3 | 17.25
|  | Scenario C | kg/m²yr |  | 20.6512 | 15.685 |  |  | 43.3369 | 36.2596 | 22.5533 |  |  |  |  | 8.6 | 8.4 | 4.7 | 4.1 | 0.8 | 0.4 |  | 34.9 | 22.6 | 17.2 |  | 28.5626 | 19.1679 | 5.7539 | [6 empty] | 9 |  |  |  | 21.8478 | 8.9631 | 3.3518 |  |  |  | 5.2304 |  | 22.5 | 11.2 |  |  | 65.1629 | 54.5483 | 32.9914 |  | 27.09 | 17.31 | 6.41 |  | 53.32 | 38.19 | 15.71 |  | 39.5672 | 31.9708 | 17.6074 |  | 12.9 | 10.3 | 7 |  | 53 | 43 | 25 |  | 11.46 | 8.5 |  |  | 26.62 | 15.77
|  | EPISCOPE benchmark | kg/m²yr |  | 25.0226 | 17.9007 |  |  | 43.6767 | 31.9909 | 11.2894 |  |  |  |  | 18.1554 |  | 10.9743 |  | 2.6376 |  |  | 40 | 29.5 | 10.5 |  | 29.48 | 21.3775 | 7.4 | [6 empty] | 3 |  |  |  | 29.0125 | 18.76 | 5.6603 |  |  |  | 7.5252 |  | 31.2291 | 21.696 |  |  | 63.9326 | 43.5185 | 13.7182 |  | 30.7002 | 21.0764 | 6.6182 |  | 53.9133 | 38.2106 | 12.6795 |  | 40.6513 | 29.6828 | 10.1645 |  | 13.31 | 9.05 | 2.84 |  | 53.5349 | 36.4124 | 10.1748 |  | 21 | 15.5 |  |  | 35.5395 | 26.187
|  | national benchmark | kg/m²yr |  | 15.276 | 7.638 | [9 empty] | 17.6466 |  | 10.6668 |  | 3.0765 |  |  | 50 | 38 |  |  | 25.306 | 18.6784 | 5.0289 | [6 empty] | 9.8 |  |  |  | 27.4856 | 18.3133 | 5.6603 |  |  |  | 8.8769 |  | 15.9 | 11.3 |  |  | 75.8741 | 62.1692 | 15.4664 |  | 31.18 | 21.82 | 6.41 |  | 53.32 | 38.19 | 15.71 |  | 32.4469 | 18.622 | 6.1338 |  | 10.2 | 8.1 | 4.7 |  | 54.4929 | 46.92 | 30.5243 |  | 20 | 15 |  |  | 33.669 | 26.187
| Total heat demand | Trend | kWh/(m²yr) | 179.0884 | 172.2906 | 166.3792 |  | 208.5563 | 200.2215 | 194.4431 | 183.1615 | 53 |  | 48.28 |  | 46 |  | 42 |  | 33 |  | 134 | 127 | 113 | 99 | 138.9039 | 132.358 | 121.043 | 102.2709 | [5 empty] | 49.71 | 49.71 |  |  | 98.65 | 85.48 | 74.17 | 67.08 | 171.4766 |  |  | 111.5988 | 215 | 206 | 189 |  | 239.628 | 222.4187 | 204.2486 | 166.3241 | 127.4 | 120.87 | 107.81 | 86.01 | 240 | 233 | 221 | 199 | 201 | 178.9241 | 141.7799 | 89.0237 | 154.3802 | 147.2471 | 131.1213 | 98.3728 | 227 | 216 | 194 | 144 | 122.81 | 117.7 | 110.4 |  | 194.8 | 135.9 | 81.1
|  | Scenario B | kWh/(m²yr) |  | 163.1378 | 153.8858 |  |  | 188.5531 | 159.8211 | 126.8853 |  |  |  |  | 45 |  | 37 |  | 28 |  |  | 124 | 102 | 85 |  | 131.8196 | 117.8491 | 85.8602 | [6 empty] | 48.72 |  |  |  | 84.35 | 70.28 | 64.53 |  |  |  | 101.5625 |  | 181.7 | 131.3 |  |  | 217.153 | 191.3532 | 141.396 |  | 114.68 | 93.3 | 65.86 |  | 233 | 221 | 200 |  | 189 | 164 | 116 |  | 150.8425 | 126.9981 | 94.5575 |  | 213 | 185 | 128 |  | 112.4 | 105.4 |  |  | 132.6 | 78.3
|  | Scenario C | kWh/(m²yr) |  | 141.8002 | 120.7285 |  |  | 181.0899 | 137.6763 | 53.5989 |  |  |  |  | 44 |  | 36 |  | 27 |  |  | 123 | 96 | 78 |  | 131.0247 | 112.6839 | 81.5728 | [6 empty] | 44.74 |  |  |  | 78.64 | 57.88 | 50.16 |  |  |  | 52.2362 |  | 175.6 | 116.9 |  |  | 210.8565 | 174.0695 | 102.3781 |  | 108.6 | 78.56 | 43.3 |  | 221 | 159 | 66 |  | 188 | 161 | 109 |  | 149.9506 | 120.0184 | 81.412 |  | 210 | 175 | 116 |  | 103.1 | 82.3 |  |  | 132.6 | 78.3
| CO2 emission factor heat supply | Trend | kg/kWh | 0.15149 | 0.13503 | 0.11209 |  | 0.22926 | 0.23095 | 0.23081 | 0.23054 | 0.24717 |  | 0.21541 |  | 0.2087 |  | 0.17381 |  | 0.12121 |  | 0.31481 | 0.31484 | 0.31522 | 0.31496 | 0.22809 | 0.22038 | 0.20608 | 0.18031 | [5 empty] | 0.20137 | 0.20137 |  |  | 0.33279 | 0.28556 | 0.18004 | 0.12415 | 0.24576 |  |  | 0.22491 | 0.158 | 0.155 | 0.148 |  | 0.30682 | 0.30715 | 0.30766 | 0.30222 | 0.26342 | 0.25623 | 0.24256 | 0.21718 | 0.241 | 0.24 | 0.239 | 0.235 | 0.21308 | 0.21308 | 0.21308 | 0.21308 | 0.094718 | 0.085859 | 0.085817 | 0.085733 | 0.259 | 0.255 | 0.248 | 0.235 | 0.18036 | 0.16737 | 0.13542 |  | 0.192 | 0.197 | 0.216
|  | Scenario B | kg/kWh |  | 0.13354 | 0.108 |  |  | 0.23141 | 0.23236 | 0.23529 |  |  |  |  | 0.2 |  | 0.15676 |  | 0.071429 |  |  | 0.31479 | 0.28374 | 0.26729 |  | 0.22033 | 0.18762 | 0.081769 | [6 empty] | 0.20115 |  |  |  | 0.27279 | 0.14985 | 0.067573 |  |  |  | 0.21175 |  | 0.127 | 0.108 |  |  | 0.30779 | 0.30912 | 0.30452 |  | 0.25244 | 0.23151 | 0.19496 |  | 0.24 | 0.238 | 0.232 |  | 0.2128 | 0.20786 | 0.19542 |  | 0.085859 | 0.085817 | 0.085733 |  | 0.254 | 0.246 | 0.231 |  | 0.12242 | 0.10474 |  |  | 0.198 | 0.22
|  | Scenario C | kg/kWh |  | 0.14564 | 0.12992 |  |  | 0.23931 | 0.26337 | 0.42078 |  |  |  |  | 0.19545 |  | 0.13056 |  | 0.02963 |  |  | 0.28356 | 0.23596 | 0.21959 |  | 0.21799 | 0.1701 | 0.070537 | [6 empty] | 0.20116 |  |  |  | 0.27782 | 0.15486 | 0.066821 |  |  |  | 0.10013 |  | 0.128 | 0.096 |  |  | 0.30904 | 0.31337 | 0.32225 |  | 0.24945 | 0.22034 | 0.14804 |  | 0.241 | 0.24 | 0.239 |  | 0.21046 | 0.19858 | 0.16154 |  | 0.085859 | 0.085817 | 0.085733 |  | 0.253 | 0.243 | 0.225 |  | 0.11115 | 0.103 |  |  | 0.201 | 0.201

## SOURCE TABULA.xlsm - Basic Case
IWU / TL / pasted on 27-01-2016
Source for entries in sheet "Basic Case Details"
Values pasted from sheet "[TABULA.xlsm]Calc.Demo.AverageBuiSys" (at the bottom)
Please, select your case study rows and copy/paste them into the sheet "Basic Case Details".
You may then delete this sheet.
| TABULA Average Buildings | [29 empty] | EPISCOPE Monitoring Indicators
[5 empty] | Building Stock |  |  |  | AT | Regional |  |  | Regional building stock of the Province of Salzburg (Austria) | [15 empty] | Year | 2013
[5 empty] | Details |  |  |  | AEA model of regional building stock of the Province of Salzburg | Regional building stock of the Province of Salzburg (Austria) | Regional building stock of the Province of Salzburg (Austria) | Regional building stock of the Province of Salzburg (Austria) | Regional building stock of the Province of Salzburg (Austria) | Regional building stock of the Province of Salzburg (Austria) | Regional building stock of the Province of Salzburg (Austria) | Regional building stock of the Province of Salzburg (Austria) | Regional building stock of the Province of Salzburg (Austria) | Regional building stock of the Province of Salzburg (Austria) | Regional building stock of the Province of Salzburg (Austria) | Regional building stock of the Province of Salzburg (Austria) | Regional building stock of the Province of Salzburg (Austria) | Regional building stock of the Province of Salzburg (Austria) | Regional building stock of the Province of Salzburg (Austria) | Regional building stock of the Province of Salzburg (Austria) | Regional building stock of the Province of Salzburg (Austria) | Regional building stock of the Province of Salzburg (Austria) | Regional building stock of the Province of Salzburg (Austria) | Regional building stock of the Province of Salzburg (Austria) | Regional building stock of the Province of Salzburg (Austria) | Regional building stock of the Province of Salzburg (Austria) | Regional building stock of the Province of Salzburg (Austria)
Annotations to this sheet
[10 empty] | 1 |  | 2 |  | 3 |  | 4 |  | 5 |  | 6 |  | 7 |  | 8 |  | 9 |  | 10
|  |  | Building type / label | [6 empty] | SFH I&II |  | SFH III&IV |  | MFH I&II |  | MFH III&IV |  | SFH V&VI&VII&VIII |  | MFH V&VI&VII&VIII
Building size category
Construction time band
|  | General Data | [5 empty] | Total
|  |  | Number of buildings |  |  |  |  | 120665.2976 | 0 | 13777.0698 | 0 | 42648.8191 | 0 | 4559.0181 | 0 | 6876.5231 | 0 | 41197.1433 | 0 | 11606.7242 | 0 | 0 | 0 | 0 | 0 | 0 | 0 | 0 | 0 | 10^0
|  |  | Number of dwellings |  |  |  |  | 282749.2251 | 0 | 21012.6844 | 0 | 45127.9384 | 0 | 59778.5843 | 0 | 70888.7623 | 0 | 37133.7509 | 0 | 48807.5049 | 0 | 0 | 0 | 0 | 0 | 0 | 0 | 0 | 0 | 10^0
|  |  | Floor area national | [6 empty] | 2017.8686 | 0 | 4388.2858 | 0 | 2273.6664 | 0 | 3202.0222 | 0 | 3741.4938 | 0 | 5276.6632 | 0 | 0 | 0 | 0 | 0 | 0 | 0 | 0 | 0 | 10^3 m²
|  |  | Floor area TABULA |  |  |  |  | 22990 | 0 | 2219.6555 | 0 | 4827.1144 | 0 | 2501.033 | 0 | 3522.2245 | 0 | 4115.6431 | 0 | 5804.3296 | 0 | 0 | 0 | 0 | 0 | 0 | 0 | 0 | 0 | 10^3 m²
Building Insulation
Original state / not refurbished fraction of the envelope area
U-values of the original state
|  |  |  | Roof | [5 empty] | 0.96 |  | 0.89 |  | 0.81 |  | 1.26 |  | 0.29 |  | 0.23125 |  | 0 |  | 0 |  | 0 |  | 0 |  | W/(m²K)
|  |  |  | Wall | [5 empty] | 1.47 |  | 1.18 |  | 1.27 |  | 0.94 |  | 0.415 |  | 0.39625 |  | 0 |  | 0 |  | 0 |  | 0 |  | W/(m²K)
|  |  |  | Window | [5 empty] | 2.15 |  | 2.2 |  | 2.12 |  | 1.92 |  | 1.3525 |  | 1.3013 |  | 0 |  | 0 |  | 0 |  | 0 |  | W/(m²K)
|  |  |  | Floor | [5 empty] | 1.01 |  | 1.54 |  | 1.17 |  | 1.19 |  | 0.41625 |  | 0.36125 |  | 0 |  | 0 |  | 0 |  | 0 |  | W/(m²K)
Refubishments (averages)
Refurbished fraction of envelope areas
|  |  |  | Roof | [5 empty] | 7% |  | 7% |  | 7% |  | 7% |  | 0% |  | 0% |  | 0% |  | 0% |  | 0% |  | 0%
|  |  |  | Wall | [5 empty] | 7% |  | 7% |  | 7% |  | 7% |  | 0% |  | 0% |  | 0% |  | 0% |  | 0% |  | 0%
|  |  |  | Window | [5 empty] | 7% |  | 7% |  | 7% |  | 7% |  | 0% |  | 0% |  | 0% |  | 0% |  | 0% |  | 0%
|  |  |  | Floor | [5 empty] | 7% |  | 7% |  | 7% |  | 7% |  | 0% |  | 0% |  | 0% |  | 0% |  | 0% |  | 0%
|  |  |  | Total (indicative) | [5 empty] | 7% |  | 7% |  | 7% |  | 7% |  | 0% |  | 0% |  | 0% |  | 0% |  | 0% |  | 0%
U-values of the refurbished fraction (averages)
|  |  |  | Roof | [5 empty] | 0.48 |  | 0.445 |  | 0.42406 |  | 0.63 |  | 0 |  | 0 |  | 0 |  | 0 |  | 0 |  | 0 |  | W/(m²K)
|  |  |  | Wall | [5 empty] | 0.735 |  | 0.59 |  | 0.635 |  | 0.47 |  | 0 |  | 0 |  | 0 |  | 0 |  | 0 |  | 0 |  | W/(m²K)
|  |  |  | Window | [5 empty] | 2.2 |  | 2.2 |  | 2.2 |  | 1.92 |  | 0 |  | 0 |  | 0 |  | 0 |  | 0 |  | 0 |  | W/(m²K)
|  |  |  | Floor | [5 empty] | 0.505 |  | 0.77 |  | 0.58996 |  | 0.595 |  | 0 |  | 0 |  | 0 |  | 0 |  | 0 |  | 0 |  | W/(m²K)
Main Heat Supply Systems
Ventilation Systems with Heat Recovery
|  |  |  | Occurances | [5 empty] | 0% | 0% | 0% | 0% | 0% | 0% | 0% | 0% | 0% | 0% | 0% | 0% | 0% | 0% | 0% | 0% | 0% | 0% | 0% | 0%
Heating Systems
Occurances or Fractions of Produced Heat
|  |  | 1 | Bio_Wood |  | B_WP |  |  | C | 40% | 0% | 40% | 0% | 15% | 0% | 15% | 0% | 40% | 0% | 15% | 0% |  | 0% |  | 0% |  | 0% |  | 0%
|  |  | 2 | DH |  | TS |  |  | C | 13% | 0% | 13% | 0% | 70% | 0% | 70% | 0% | 13% | 0% | 70% | 0% |  | 0% |  | 0% |  | 0% |  | 0%
|  |  | 3 | El |  | HP_Air |  |  | C | 35% | 0% | 35% | 0% | 0% | 0% | 0% | 0% | 35% | 0% | 0% | 0% |  | 0% |  | 0% |  | 0% |  | 0%
|  |  | 4 | El_Prod_PV |  | HP_Water |  |  | C | 0% | 0% | 0% | 0% | 0% | 0% | 0% | 0% | 0% | 0% | 0% | 0% |  | 0% |  | 0% |  | 0% |  | 0%
|  |  | 5 | Gas |  | B_C |  |  | C | 10% | 0% | 10% | 0% | 10% | 0% | 10% | 0% | 10% | 0% | 10% | 0% |  | 0% |  | 0% |  | 0% |  | 0%
|  |  | 6 | Oil |  | B_C |  |  | C | 2% | 0% | 2% | 0% | 5% | 0% | 5% | 0% | 2% | 0% | 5% | 0% |  | 0% |  | 0% |  | 0% |  | 0%
|  |  | 7 | - |  | Solar |  |  | C | 0% | 0% | 0% | 0% | 0% | 0% | 0% | 0% | 0% | 0% | 0% | 0% |  | 0% |  | 0% |  | 0% |  | 0%
|  |  | 8 | [7 empty] | 0% |  | 0% |  | 0% |  | 0% |  | 0% |  | 0% |  | 0% |  | 0% |  | 0% |  | 0%
|  |  | 9 | [7 empty] | 0% |  | 0% |  | 0% |  | 0% |  | 0% |  | 0% |  | 0% |  | 0% |  | 0% |  | 0%
|  |  | 10 | [7 empty] | 0% |  | 0% |  | 0% |  | 0% |  | 0% |  | 0% |  | 0% |  | 0% |  | 0% |  | 0%
|  |  | 11 | [7 empty] | 0% |  | 0% |  | 0% |  | 0% |  | 0% |  | 0% |  | 0% |  | 0% |  | 0% |  | 0%
|  |  | 12 | [7 empty] | 0% |  | 0% |  | 0% |  | 0% |  | 0% |  | 0% |  | 0% |  | 0% |  | 0% |  | 0%
|  |  | 13 | [7 empty] | 0% |  | 0% |  | 0% |  | 0% |  | 0% |  | 0% |  | 0% |  | 0% |  | 0% |  | 0%
|  |  | 14 | [7 empty] | 0% |  | 0% |  | 0% |  | 0% |  | 0% |  | 0% |  | 0% |  | 0% |  | 0% |  | 0%
|  |  | 15 | [7 empty] | 0% |  | 0% |  | 0% |  | 0% |  | 0% |  | 0% |  | 0% |  | 0% |  | 0% |  | 0%
|  |  | 16 | [7 empty] | 0% |  | 0% |  | 0% |  | 0% |  | 0% |  | 0% |  | 0% |  | 0% |  | 0% |  | 0%
|  |  | 17 | [7 empty] | 0% |  | 0% |  | 0% |  | 0% |  | 0% |  | 0% |  | 0% |  | 0% |  | 0% |  | 0%
|  |  | 18 | [7 empty] | 0% |  | 0% |  | 0% |  | 0% |  | 0% |  | 0% |  | 0% |  | 0% |  | 0% |  | 0%
|  |  | 19 | [7 empty] | 0% |  | 0% |  | 0% |  | 0% |  | 0% |  | 0% |  | 0% |  | 0% |  | 0% |  | 0%
|  |  | 20 | [7 empty] | 0% |  | 0% |  | 0% |  | 0% |  | 0% |  | 0% |  | 0% |  | 0% |  | 0% |  | 0%
|  |  |  | Sum | [5 empty] | 100% | 0% | 100% | 0% | 100% | 0% | 100% | 0% | 100% | 0% | 100% | 0% |  | 0% |  | 0% |  | 0% |  | 0%
[5 empty] | thereof |  | central |  |  | 100% | 0% | 100% | 0% | 100% | 0% | 100% | 0% | 100% | 0% | 100% | 0% | 0% | 0% | 0% | 0% | 0% | 0% | 0% | 0%
[7 empty] | decentral |  |  | 0% | 0% | 0% | 0% | 0% | 0% | 0% | 0% | 0% | 0% | 0% | 0% | 0% | 0% | 0% | 0% | 0% | 0% | 0% | 0%
|  |  |  | Other Systems | [5 empty] | 0% | 0% | 0% | 0% | 0% | 0% | 0% | 0% | 0% | 0% | 0% | 0% |  | 0% |  | 0% |  | 0% |  | 0%
DHW Systems
Occurances or Fractions of Produced Heat
|  |  | 1 | Bio_Wood |  | B_WP |  |  | C | 8.274% | 0% | 11.25% | 0% | 15.85% | 0% | 12.15% | 0% | 12.27% | 0% | 40.21% | 0% |  | 0% |  | 0% |  | 0% |  | 0%
|  |  | 2 | DH |  | TS |  |  | C | 9.888% | 0% | 33.58% | 0% | 5.962% | 0% | 16.65% | 0% | 20.16% | 0% | 13.76% | 0% |  | 0% |  | 0% |  | 0% |  | 0%
|  |  | 3 | El |  | E |  |  | C | 20.66% | 0% | 44.92% | 0% | 2.328% | 0% | 6.556% | 0% | 25.54% | 0% | 0% | 0% |  | 0% |  | 0% |  | 0% |  | 0%
|  |  | 4 | El_Prod_PV |  | E |  |  | D | 15.62% | 0% | 24.74% | 0% | 10.81% | 0% | 9.027% | 0% | 22.89% | 0% | 16.92% | 0% |  | 0% |  | 0% |  | 0% |  | 0%
|  |  | 5 | Gas |  | B_C |  |  | C | 4.566% | 0% | 7.447% | 0% | 12% | 0% | 32% | 0% | 10.82% | 0% | 33.17% | 0% |  | 0% |  | 0% |  | 0% |  | 0%
|  |  | 6 | Oil |  | B_C |  |  | C | 7.874% | 0% | 21.4% | 0% | 7.763% | 0% | 7.028% | 0% | 26.76% | 0% | 29.17% | 0% |  | 0% |  | 0% |  | 0% |  | 0%
|  |  | 7 | Other |  |  |  |  | C | 0% | 0% | 0% | 0% | 0% | 0% | 0% | 0% | 0% | 0% | 0% | 0% |  | 0% |  | 0% |  | 0% |  | 0%
|  |  | 8 | [7 empty] | 0% |  | 0% |  | 0% |  | 0% |  | 0% |  | 0% |  | 0% |  | 0% |  | 0% |  | 0%
|  |  | 9 | [7 empty] | 0% |  | 0% |  | 0% |  | 0% |  | 0% |  | 0% |  | 0% |  | 0% |  | 0% |  | 0%
|  |  | 10 | [7 empty] | 0% |  | 0% |  | 0% |  | 0% |  | 0% |  | 0% |  | 0% |  | 0% |  | 0% |  | 0%
|  |  | 11 | [7 empty] | 0% |  | 0% |  | 0% |  | 0% |  | 0% |  | 0% |  | 0% |  | 0% |  | 0% |  | 0%
|  |  | 12 | [7 empty] | 0% |  | 0% |  | 0% |  | 0% |  | 0% |  | 0% |  | 0% |  | 0% |  | 0% |  | 0%
|  |  | 13 | [7 empty] | 0% |  | 0% |  | 0% |  | 0% |  | 0% |  | 0% |  | 0% |  | 0% |  | 0% |  | 0%
|  |  | 14 | [7 empty] | 0% |  | 0% |  | 0% |  | 0% |  | 0% |  | 0% |  | 0% |  | 0% |  | 0% |  | 0%
|  |  | 15 | [7 empty] | 0% |  | 0% |  | 0% |  | 0% |  | 0% |  | 0% |  | 0% |  | 0% |  | 0% |  | 0%
|  |  | 16 | [7 empty] | 0% |  | 0% |  | 0% |  | 0% |  | 0% |  | 0% |  | 0% |  | 0% |  | 0% |  | 0%
|  |  | 17 | [7 empty] | 0% |  | 0% |  | 0% |  | 0% |  | 0% |  | 0% |  | 0% |  | 0% |  | 0% |  | 0%
|  |  | 18 | [7 empty] | 0% |  | 0% |  | 0% |  | 0% |  | 0% |  | 0% |  | 0% |  | 0% |  | 0% |  | 0%
|  |  | 19 | [7 empty] | 0% |  | 0% |  | 0% |  | 0% |  | 0% |  | 0% |  | 0% |  | 0% |  | 0% |  | 0%
|  |  | 20 | [7 empty] | 0% |  | 0% |  | 0% |  | 0% |  | 0% |  | 0% |  | 0% |  | 0% |  | 0% |  | 0%
|  |  |  | Sum | [5 empty] | 66.88% | 0% | 143.3% | 0% | 54.71% | 0% | 83.41% | 0% | 118.4% | 0% | 133.2% | 0% |  | 0% |  | 0% |  | 0% |  | 0%
[5 empty] | thereof |  | central |  |  | 51.26% | 0% | 118.6% | 0% | 43.91% | 0% | 74.38% | 0% | 95.55% | 0% | 116.3% | 0% | 0% | 0% | 0% | 0% | 0% | 0% | 0% | 0%
[7 empty] | decentral |  |  | 15.62% | 0% | 24.74% | 0% | 10.81% | 0% | 9.027% | 0% | 22.89% | 0% | 16.92% | 0% | 0% | 0% | 0% | 0% | 0% | 0% | 0% | 0%
|  |  |  | Other Systems | [5 empty] | 33.12% | 0% | -43.34% | 0% | 45.29% | 0% | 16.59% | 0% | -18.44% | 0% | -33.22% | 0% |  | 0% |  | 0% |  | 0% |  | 0%
|  | Energy Balance | [16 empty] | All energy quantities in | MWh/a |  |  |  | Heating + DHW
[8 empty] | fuels related to |  |  | gross | 0% | calorific value
[28 empty] | Total |  | per m²
|  |  | Net heat need |  |  |  |  | 431384.5903 |  | 938060.6975 |  | 385428.3149 |  | 551299.3692 |  | 757081.428 |  | 883745.6001 |  | 0 |  | 0 |  | 0 |  | 0 |  | 3947000 |  | 171.6833
|  |  | Produced heat |  |  |  |  | 449768.984 |  | 978038.1969 |  | 401854.1818 |  | 574794.1924 |  | 789346.1017 |  | 921408.3433 |  | 0 |  | 0 |  | 0 |  | 0 |  | 4115210 |  | 179
|  |  | Gas |  |  |  | 1.087 | 71412.3795 |  | 97063.4093 |  | 136790.6094 |  | 104820.6139 |  | 105929.1857 |  | 347027.2804 |  | 0 |  | 0 |  | 0 |  | 0 |  | 863043.4783 |  | 37.54
|  |  | Oil |  |  |  | 1.0526 | 123552.4452 |  | 419535.307 |  | 74492.0948 |  | 208095.8052 |  | 251863.4955 |  | 171934.5366 |  | 0 |  | 0 |  | 0 |  | 0 |  | 1249473.6842 |  | 54.3486
|  |  | Coal |  |  |  | 1.0526 | 47185.8778 |  | 102615.7583 |  | 5316.7458 |  | 14975.2298 |  | 58327.4409 |  | 0 |  | 0 |  | 0 |  | 0 |  | 0 |  | 228421.0526 |  | 9.9357
|  |  | Bio |  |  |  | 1.0526 | 167666.7091 |  | 265656.8363 |  | 116051.5953 |  | 96921.5705 |  | 245746.7462 |  | 181640.7531 |  | 0 |  | 0 |  | 0 |  | 0 |  | 1073684.2105 |  | 46.7022
|  |  | DH |  |  |  |  | 18217.7589 |  | 29713.8026 |  | 47896.7002 |  | 127679.4596 |  | 43162.0858 |  | 132330.1928 |  | 0 |  | 0 |  | 0 |  | 0 |  | 399000 |  | 17.3554
|  |  | El |  |  |  |  | 25982.6618 |  | 70631.0519 |  | 25616.8398 |  | 23191.9694 |  | 88323.6928 |  | 96253.7841 |  | 0 |  | 0 |  | 0 |  | 0 |  | 330000 |  | 14.3541
|  |  | Other / not specified |  |  |  |  | 0 |  | 0 |  | 0 |  | 0 |  | 0 |  | 0 |  | 0 |  | 0 |  | 0 |  | 0 |  | 0 |  | 0
|  |  | Sum final energy |  |  |  |  | 454017.8322 |  | 985216.1654 |  | 406164.5854 |  | 575684.6486 |  | 793352.647 |  | 929186.547 |  | 0 |  | 0 |  | 0 |  | 0 |  | 4143622.4256 |  | 180.2359
|  |  | per m² |  |  |  |  | 204.5443 |  | 204.1004 |  | 162.3987 |  | 163.4435 |  | 192.7652 |  | 160.0851
|  |  | CHP electr. production |  |  |  |  | 0 |  | 0 |  | 0 |  | 0 |  | 0 |  | 0 |  | 0 |  | 0 |  | 0 |  | 0 |  | 0 |  | 0
| Version: |  | 2016-01-21
| TABULA Average Buildings | [29 empty] | EPISCOPE Monitoring Indicators
[5 empty] | Building Stock |  |  |  | BE | Local |  |  | Local building stock of Sint-Amandsberg, Belgium | [15 empty] | Year | 2015
[5 empty] | Details |  |  |  | Residential building stock of SAD, VITO model, existing state 2015 | Local building stock of Sint-Amandsberg, Belgium | Local building stock of Sint-Amandsberg, Belgium | Local building stock of Sint-Amandsberg, Belgium | Local building stock of Sint-Amandsberg, Belgium | Local building stock of Sint-Amandsberg, Belgium | Local building stock of Sint-Amandsberg, Belgium | Local building stock of Sint-Amandsberg, Belgium | Local building stock of Sint-Amandsberg, Belgium | Local building stock of Sint-Amandsberg, Belgium | Local building stock of Sint-Amandsberg, Belgium | Local building stock of Sint-Amandsberg, Belgium | Local building stock of Sint-Amandsberg, Belgium | Local building stock of Sint-Amandsberg, Belgium | Local building stock of Sint-Amandsberg, Belgium | Local building stock of Sint-Amandsberg, Belgium | Local building stock of Sint-Amandsberg, Belgium | Local building stock of Sint-Amandsberg, Belgium | Local building stock of Sint-Amandsberg, Belgium | Local building stock of Sint-Amandsberg, Belgium | Local building stock of Sint-Amandsberg, Belgium | Local building stock of Sint-Amandsberg, Belgium | Local building stock of Sint-Amandsberg, Belgium
Annotations to this sheet
[10 empty] | 1 |  | 2 |  | 3 |  | 4 |  | 5 |  | 6 |  | 7 |  | 8 |  | 9 |  | 10
Building type / label
Building size category
Construction time band
|  | General Data | [5 empty] | Total
|  |  | Number of buildings |  |  |  |  | 200.1839 | 0 | 200.1839 | 0 | 0 | 0 | 0 | 0 | 0 | 0 | 0 | 0 | 0 | 0 | 0 | 0 | 0 | 0 | 0 | 0 | 0 | 0 | 10^0
|  |  | Number of dwellings |  |  |  |  | 200 | 0 | 200 | 0 | 0 | 0 | 0 | 0 | 0 | 0 | 0 | 0 | 0 | 0 | 0 | 0 | 0 | 0 | 0 | 0 | 0 | 0 | 10^0
|  |  | Floor area national | [6 empty] | 38.4 | 0 | 0 | 0 | 0 | 0 | 0 | 0 | 0 | 0 | 0 | 0 | 0 | 0 | 0 | 0 | 0 | 0 | 0 | 0 | 10^3 m²
|  |  | Floor area TABULA |  |  |  |  | 32.64 | 0 | 32.64 | 0 | 0 | 0 | 0 | 0 | 0 | 0 | 0 | 0 | 0 | 0 | 0 | 0 | 0 | 0 | 0 | 0 | 0 | 0 | 10^3 m²
Building Insulation
Original state / not refurbished fraction of the envelope area
U-values of the original state
|  |  |  | Roof | [5 empty] | 2.8 |  | 0 |  | 0 |  | 0 |  | 0 |  | 0 |  | 0 |  | 0 |  | 0 |  | 0 |  | W/(m²K)
|  |  |  | Wall | [5 empty] | 2.14 |  | 0 |  | 0 |  | 0 |  | 0 |  | 0 |  | 0 |  | 0 |  | 0 |  | 0 |  | W/(m²K)
|  |  |  | Window | [5 empty] | 5 |  | 0 |  | 0 |  | 0 |  | 0 |  | 0 |  | 0 |  | 0 |  | 0 |  | 0 |  | W/(m²K)
|  |  |  | Floor | [5 empty] | 2.0643 |  | 0 |  | 0 |  | 0 |  | 0 |  | 0 |  | 0 |  | 0 |  | 0 |  | 0 |  | W/(m²K)
Refubishments (averages)
Refurbished fraction of envelope areas
|  |  |  | Roof | [5 empty] | 86% |  | 0% |  | 0% |  | 0% |  | 0% |  | 0% |  | 0% |  | 0% |  | 0% |  | 0%
|  |  |  | Wall | [5 empty] | 0% |  | 0% |  | 0% |  | 0% |  | 0% |  | 0% |  | 0% |  | 0% |  | 0% |  | 0%
|  |  |  | Window | [5 empty] | 88% |  | 0% |  | 0% |  | 0% |  | 0% |  | 0% |  | 0% |  | 0% |  | 0% |  | 0%
|  |  |  | Floor | [5 empty] | 0% |  | 0% |  | 0% |  | 0% |  | 0% |  | 0% |  | 0% |  | 0% |  | 0% |  | 0%
|  |  |  | Total (indicative) | [5 empty] | 34.41% |  | 0% |  | 0% |  | 0% |  | 0% |  | 0% |  | 0% |  | 0% |  | 0% |  | 0%
U-values of the refurbished fraction (averages)
|  |  |  | Roof | [5 empty] | 1.29 |  | 0 |  | 0 |  | 0 |  | 0 |  | 0 |  | 0 |  | 0 |  | 0 |  | 0 |  | W/(m²K)
|  |  |  | Wall | [5 empty] | 0 |  | 0 |  | 0 |  | 0 |  | 0 |  | 0 |  | 0 |  | 0 |  | 0 |  | 0 |  | W/(m²K)
|  |  |  | Window | [5 empty] | 2.63 |  | 0 |  | 0 |  | 0 |  | 0 |  | 0 |  | 0 |  | 0 |  | 0 |  | 0 |  | W/(m²K)
|  |  |  | Floor | [5 empty] | 0 |  | 0 |  | 0 |  | 0 |  | 0 |  | 0 |  | 0 |  | 0 |  | 0 |  | 0 |  | W/(m²K)
Main Heat Supply Systems
Ventilation Systems with Heat Recovery
|  |  |  | Occurances | [5 empty] | 0% | 0% | 0% | 0% | 0% | 0% | 0% | 0% | 0% | 0% | 0% | 0% | 0% | 0% | 0% | 0% | 0% | 0% | 0% | 0%
Heating Systems
Occurances or Fractions of Produced Heat
|  |  | 1 | Gas |  | B_C |  |  | C | 62% | 0% |  | 0% |  | 0% |  | 0% |  | 0% |  | 0% |  | 0% |  | 0% |  | 0% |  | 0%
|  |  | 2 | Gas |  | Stove |  |  | D | 20% | 0% |  | 0% |  | 0% |  | 0% |  | 0% |  | 0% |  | 0% |  | 0% |  | 0% |  | 0%
|  |  | 3 | Gas |  | B_NC |  |  | C | 10% | 0% |  | 0% |  | 0% |  | 0% |  | 0% |  | 0% |  | 0% |  | 0% |  | 0% |  | 0%
|  |  | 4 | Oil |  | B_C |  |  | C | 4% | 0% |  | 0% |  | 0% |  | 0% |  | 0% |  | 0% |  | 0% |  | 0% |  | 0% |  | 0%
|  |  | 5 | Bio |  | B_NC |  |  | C | 2% | 0% |  | 0% |  | 0% |  | 0% |  | 0% |  | 0% |  | 0% |  | 0% |  | 0% |  | 0%
|  |  | 6 | El |  | E |  |  | D | 2% | 0% |  | 0% |  | 0% |  | 0% |  | 0% |  | 0% |  | 0% |  | 0% |  | 0% |  | 0%
|  |  | 7 | [7 empty] | 0% |  | 0% |  | 0% |  | 0% |  | 0% |  | 0% |  | 0% |  | 0% |  | 0% |  | 0%
|  |  | 8 | [7 empty] | 0% |  | 0% |  | 0% |  | 0% |  | 0% |  | 0% |  | 0% |  | 0% |  | 0% |  | 0%
|  |  | 9 | [7 empty] | 0% |  | 0% |  | 0% |  | 0% |  | 0% |  | 0% |  | 0% |  | 0% |  | 0% |  | 0%
|  |  | 10 | [7 empty] | 0% |  | 0% |  | 0% |  | 0% |  | 0% |  | 0% |  | 0% |  | 0% |  | 0% |  | 0%
|  |  | 11 | [7 empty] | 0% |  | 0% |  | 0% |  | 0% |  | 0% |  | 0% |  | 0% |  | 0% |  | 0% |  | 0%
|  |  | 12 | [7 empty] | 0% |  | 0% |  | 0% |  | 0% |  | 0% |  | 0% |  | 0% |  | 0% |  | 0% |  | 0%
|  |  | 13 | [7 empty] | 0% |  | 0% |  | 0% |  | 0% |  | 0% |  | 0% |  | 0% |  | 0% |  | 0% |  | 0%
|  |  | 14 | [7 empty] | 0% |  | 0% |  | 0% |  | 0% |  | 0% |  | 0% |  | 0% |  | 0% |  | 0% |  | 0%
|  |  | 15 | [7 empty] | 0% |  | 0% |  | 0% |  | 0% |  | 0% |  | 0% |  | 0% |  | 0% |  | 0% |  | 0%
|  |  | 16 | [7 empty] | 0% |  | 0% |  | 0% |  | 0% |  | 0% |  | 0% |  | 0% |  | 0% |  | 0% |  | 0%
|  |  | 17 | [7 empty] | 0% |  | 0% |  | 0% |  | 0% |  | 0% |  | 0% |  | 0% |  | 0% |  | 0% |  | 0%
|  |  | 18 | [7 empty] | 0% |  | 0% |  | 0% |  | 0% |  | 0% |  | 0% |  | 0% |  | 0% |  | 0% |  | 0%
|  |  | 19 | [7 empty] | 0% |  | 0% |  | 0% |  | 0% |  | 0% |  | 0% |  | 0% |  | 0% |  | 0% |  | 0%
|  |  | 20 | [7 empty] | 0% |  | 0% |  | 0% |  | 0% |  | 0% |  | 0% |  | 0% |  | 0% |  | 0% |  | 0%
|  |  |  | Sum | [5 empty] | 100% | 0% |  | 0% |  | 0% |  | 0% |  | 0% |  | 0% |  | 0% |  | 0% |  | 0% |  | 0%
[5 empty] | thereof |  | central |  |  | 78% | 0% | 0% | 0% | 0% | 0% | 0% | 0% | 0% | 0% | 0% | 0% | 0% | 0% | 0% | 0% | 0% | 0% | 0% | 0%
[7 empty] | decentral |  |  | 22% | 0% | 0% | 0% | 0% | 0% | 0% | 0% | 0% | 0% | 0% | 0% | 0% | 0% | 0% | 0% | 0% | 0% | 0% | 0%
|  |  |  | Other Systems | [5 empty] | 0% | 0% |  | 0% |  | 0% |  | 0% |  | 0% |  | 0% |  | 0% |  | 0% |  | 0% |  | 0%
DHW Systems
Occurances or Fractions of Produced Heat
|  |  | 1 | Gas |  | G_IWH_NC |  |  | D | 88% | 0% |  | 0% |  | 0% |  | 0% |  | 0% |  | 0% |  | 0% |  | 0% |  | 0% |  | 0%
|  |  | 2 | El |  | E |  |  | C | 6% | 0% |  | 0% |  | 0% |  | 0% |  | 0% |  | 0% |  | 0% |  | 0% |  | 0% |  | 0%
|  |  | 3 | Gas |  | B_NC |  |  | C | 4% | 0% |  | 0% |  | 0% |  | 0% |  | 0% |  | 0% |  | 0% |  | 0% |  | 0% |  | 0%
|  |  | 4 | El |  | E |  |  | D | 2% | 0% |  | 0% |  | 0% |  | 0% |  | 0% |  | 0% |  | 0% |  | 0% |  | 0% |  | 0%
|  |  | 5 | [7 empty] | 0% |  | 0% |  | 0% |  | 0% |  | 0% |  | 0% |  | 0% |  | 0% |  | 0% |  | 0%
|  |  | 6 | [7 empty] | 0% |  | 0% |  | 0% |  | 0% |  | 0% |  | 0% |  | 0% |  | 0% |  | 0% |  | 0%
|  |  | 7 | [7 empty] | 0% |  | 0% |  | 0% |  | 0% |  | 0% |  | 0% |  | 0% |  | 0% |  | 0% |  | 0%
|  |  | 8 | [7 empty] | 0% |  | 0% |  | 0% |  | 0% |  | 0% |  | 0% |  | 0% |  | 0% |  | 0% |  | 0%
|  |  | 9 | [7 empty] | 0% |  | 0% |  | 0% |  | 0% |  | 0% |  | 0% |  | 0% |  | 0% |  | 0% |  | 0%
|  |  | 10 | [7 empty] | 0% |  | 0% |  | 0% |  | 0% |  | 0% |  | 0% |  | 0% |  | 0% |  | 0% |  | 0%
|  |  | 11 | [7 empty] | 0% |  | 0% |  | 0% |  | 0% |  | 0% |  | 0% |  | 0% |  | 0% |  | 0% |  | 0%
|  |  | 12 | [7 empty] | 0% |  | 0% |  | 0% |  | 0% |  | 0% |  | 0% |  | 0% |  | 0% |  | 0% |  | 0%
|  |  | 13 | [7 empty] | 0% |  | 0% |  | 0% |  | 0% |  | 0% |  | 0% |  | 0% |  | 0% |  | 0% |  | 0%
|  |  | 14 | [7 empty] | 0% |  | 0% |  | 0% |  | 0% |  | 0% |  | 0% |  | 0% |  | 0% |  | 0% |  | 0%
|  |  | 15 | [7 empty] | 0% |  | 0% |  | 0% |  | 0% |  | 0% |  | 0% |  | 0% |  | 0% |  | 0% |  | 0%
|  |  | 16 | [7 empty] | 0% |  | 0% |  | 0% |  | 0% |  | 0% |  | 0% |  | 0% |  | 0% |  | 0% |  | 0%
|  |  | 17 | [7 empty] | 0% |  | 0% |  | 0% |  | 0% |  | 0% |  | 0% |  | 0% |  | 0% |  | 0% |  | 0%
|  |  | 18 | [7 empty] | 0% |  | 0% |  | 0% |  | 0% |  | 0% |  | 0% |  | 0% |  | 0% |  | 0% |  | 0%
|  |  | 19 | [7 empty] | 0% |  | 0% |  | 0% |  | 0% |  | 0% |  | 0% |  | 0% |  | 0% |  | 0% |  | 0%
|  |  | 20 | [7 empty] | 0% |  | 0% |  | 0% |  | 0% |  | 0% |  | 0% |  | 0% |  | 0% |  | 0% |  | 0%
|  |  |  | Sum | [5 empty] | 100% | 0% |  | 0% |  | 0% |  | 0% |  | 0% |  | 0% |  | 0% |  | 0% |  | 0% |  | 0%
[5 empty] | thereof |  | central |  |  | 10% | 0% | 0% | 0% | 0% | 0% | 0% | 0% | 0% | 0% | 0% | 0% | 0% | 0% | 0% | 0% | 0% | 0% | 0% | 0%
[7 empty] | decentral |  |  | 90% | 0% | 0% | 0% | 0% | 0% | 0% | 0% | 0% | 0% | 0% | 0% | 0% | 0% | 0% | 0% | 0% | 0% | 0% | 0%
|  |  |  | Other Systems | [5 empty] | 0% | 0% |  | 0% |  | 0% |  | 0% |  | 0% |  | 0% |  | 0% |  | 0% |  | 0% |  | 0%
|  | Energy Balance | [16 empty] | All energy quantities in | MWh/a |  |  |  | Heating + DHW
[8 empty] | fuels related to |  |  | gross | 0% | calorific value
[28 empty] | Total |  | per m²
|  |  | Net heat need |  |  |  |  | 0 |  | 0 |  | 0 |  | 0 |  | 0 |  | 0 |  | 0 |  | 0 |  | 0 |  | 0 |  | 0 |  | 0
|  |  | Produced heat |  |  |  |  | 0 |  | 0 |  | 0 |  | 0 |  | 0 |  | 0 |  | 0 |  | 0 |  | 0 |  | 0 |  | 0 |  | 0
|  |  | Gas |  |  |  | 1 | 0 |  | 0 |  | 0 |  | 0 |  | 0 |  | 0 |  | 0 |  | 0 |  | 0 |  | 0 |  | 0 |  | 0
|  |  | Oil |  |  |  | 1 | 0 |  | 0 |  | 0 |  | 0 |  | 0 |  | 0 |  | 0 |  | 0 |  | 0 |  | 0 |  | 0 |  | 0
|  |  | Coal |  |  |  | 1 | 0 |  | 0 |  | 0 |  | 0 |  | 0 |  | 0 |  | 0 |  | 0 |  | 0 |  | 0 |  | 0 |  | 0
|  |  | Bio |  |  |  | 1 | 0 |  | 0 |  | 0 |  | 0 |  | 0 |  | 0 |  | 0 |  | 0 |  | 0 |  | 0 |  | 0 |  | 0
|  |  | DH |  |  |  |  | 0 |  | 0 |  | 0 |  | 0 |  | 0 |  | 0 |  | 0 |  | 0 |  | 0 |  | 0 |  | 0 |  | 0
|  |  | El |  |  |  |  | 0 |  | 0 |  | 0 |  | 0 |  | 0 |  | 0 |  | 0 |  | 0 |  | 0 |  | 0 |  | 0 |  | 0
|  |  | Other / not specified |  |  |  |  | 0 |  | 0 |  | 0 |  | 0 |  | 0 |  | 0 |  | 0 |  | 0 |  | 0 |  | 0 |  | 0 |  | 0
|  |  | Sum final energy |  |  |  |  | 0 |  | 0 |  | 0 |  | 0 |  | 0 |  | 0 |  | 0 |  | 0 |  | 0 |  | 0 |  | 0 |  | 0
|  |  | per m² |  |  |  |  | 0
|  |  | CHP electr. production |  |  |  |  | 0 |  | 0 |  | 0 |  | 0 |  | 0 |  | 0 |  | 0 |  | 0 |  | 0 |  | 0 |  | 0 |  | 0
| Version: |  | 2016-01-21
| TABULA Average Buildings | [29 empty] | EPISCOPE Monitoring Indicators
[5 empty] | Building Stock |  |  |  | CY | Local |  |  | Housing Stock of the Cyprus Land Development Corporation (CLDC) | [15 empty] | Year | 2015
[5 empty] | Details |  |  |  | CUT Model from a Cyprus pilot building stock / Source: CUT investigation results | Housing Stock of the Cyprus Land Development Corporation (CLDC) | Housing Stock of the Cyprus Land Development Corporation (CLDC) | Housing Stock of the Cyprus Land Development Corporation (CLDC) | Housing Stock of the Cyprus Land Development Corporation (CLDC) | Housing Stock of the Cyprus Land Development Corporation (CLDC) | Housing Stock of the Cyprus Land Development Corporation (CLDC) | Housing Stock of the Cyprus Land Development Corporation (CLDC) | Housing Stock of the Cyprus Land Development Corporation (CLDC) | Housing Stock of the Cyprus Land Development Corporation (CLDC) | Housing Stock of the Cyprus Land Development Corporation (CLDC) | Housing Stock of the Cyprus Land Development Corporation (CLDC) | Housing Stock of the Cyprus Land Development Corporation (CLDC) | Housing Stock of the Cyprus Land Development Corporation (CLDC) | Housing Stock of the Cyprus Land Development Corporation (CLDC) | Housing Stock of the Cyprus Land Development Corporation (CLDC) | Housing Stock of the Cyprus Land Development Corporation (CLDC) | Housing Stock of the Cyprus Land Development Corporation (CLDC) | Housing Stock of the Cyprus Land Development Corporation (CLDC) | Housing Stock of the Cyprus Land Development Corporation (CLDC) | Housing Stock of the Cyprus Land Development Corporation (CLDC) | Housing Stock of the Cyprus Land Development Corporation (CLDC) | Housing Stock of the Cyprus Land Development Corporation (CLDC)
Annotations to this sheet
[10 empty] | 1 |  | 2 |  | 3 |  | 4 |  | 5 |  | 6 |  | 7 |  | 8 |  | 9 |  | 10
|  |  | Building type / label | [6 empty] | SFHI |  | SFHII |  | THI |  | THIΙ |  | MFHI |  | MFHIΙ
Building size category
Construction time band
|  | General Data | [5 empty] | Total
|  |  | Number of buildings |  |  |  |  | 2258.1818 | 0 | 19.0909 | 0 | 11.8182 | 0 | 896.3636 | 0 | 121.8182 | 0 | 908.1818 | 0 | 300.9091 | 0 | 0 | 0 | 0 | 0 | 0 | 0 | 0 | 0 | 10^0
|  |  | Number of dwellings |  |  |  |  | 2484 | 0 | 21 | 0 | 13 | 0 | 986 | 0 | 134 | 0 | 999 | 0 | 331 | 0 | 0 | 0 | 0 | 0 | 0 | 0 | 0 | 0 | 10^0
|  |  | Floor area national | [6 empty] | 2.52 | 0 | 1.56 | 0 | 114.1788 | 0 | 15.5172 | 0 | 96.0039 | 0 | 31.8091 | 0 | 0 | 0 | 0 | 0 | 0 | 0 | 0 | 0 | 10^3 m²
|  |  | Floor area TABULA |  |  |  |  | 261.589 | 0 | 2.52 | 0 | 1.56 | 0 | 114.1788 | 0 | 15.5172 | 0 | 96.0039 | 0 | 31.8091 | 0 | 0 | 0 | 0 | 0 | 0 | 0 | 0 | 0 | 10^3 m²
Building Insulation
Original state / not refurbished fraction of the envelope area
U-values of the original state
|  |  |  | Roof | [5 empty] | 3.42 |  | 0.77 |  | 3.42 |  | 0.77 |  | 3.42 |  | 0.77 |  | 0 |  | 0 |  | 0 |  | 0 |  | W/(m²K)
|  |  |  | Wall | [5 empty] | 1.389 |  | 0.82 |  | 1.389 |  | 0.82 |  | 1.389 |  | 0.82 |  | 0 |  | 0 |  | 0 |  | 0 |  | W/(m²K)
|  |  |  | Window | [5 empty] | 5.7805 |  | 2.3456 |  | 5.7695 |  | 2.3472 |  | 6.1 |  | 2.3 |  | 0 |  | 0 |  | 0 |  | 0 |  | W/(m²K)
|  |  |  | Floor | [5 empty] | 0.91 |  | 0.91 |  | 0.99504 |  | 0.99504 |  | 2.1166 |  | 2.1166 |  | 0 |  | 0 |  | 0 |  | 0 |  | W/(m²K)
Refubishments (averages)
Refurbished fraction of envelope areas
|  |  |  | Roof | [5 empty] | 0% |  | 0% |  | 41.18% |  | 0% |  | 0% |  | 0% |  | 0% |  | 0% |  | 0% |  | 0%
|  |  |  | Wall | [5 empty] | 0% |  | 0% |  | 0% |  | 0% |  | 0% |  | 0% |  | 0% |  | 0% |  | 0% |  | 0%
|  |  |  | Window | [5 empty] | 40.89% |  | 0% |  | 40.75% |  | 0% |  | 91.18% |  | 0% |  | 0% |  | 0% |  | 0% |  | 0%
|  |  |  | Floor | [5 empty] | 0% |  | 0% |  | 0% |  | 0% |  | 0% |  | 0% |  | 0% |  | 0% |  | 0% |  | 0%
|  |  |  | Total (indicative) | [5 empty] | 3.091% |  | 0% |  | 13.3% |  | 0% |  | 7.863% |  | 0% |  | 0% |  | 0% |  | 0% |  | 0%
U-values of the refurbished fraction (averages)
|  |  |  | Roof | [5 empty] | 0 |  | 0 |  | 0.78864 |  | 0 |  | 0 |  | 0 |  | 0 |  | 0 |  | 0 |  | 0 |  | W/(m²K)
|  |  |  | Wall | [5 empty] | 0 |  | 0 |  | 0 |  | 0 |  | 0 |  | 0 |  | 0 |  | 0 |  | 0 |  | 0 |  | W/(m²K)
|  |  |  | Window | [5 empty] | 3.2 |  | 0 |  | 3.2 |  | 0 |  | 3.2 |  | 0 |  | 0 |  | 0 |  | 0 |  | 0 |  | W/(m²K)
|  |  |  | Floor | [5 empty] | 0 |  | 0 |  | 0 |  | 0 |  | 0 |  | 0 |  | 0 |  | 0 |  | 0 |  | 0 |  | W/(m²K)
Main Heat Supply Systems
Ventilation Systems with Heat Recovery
|  |  |  | Occurances | [5 empty] | 0% | 0% | 0% | 0% | 0% | 0% | 0% | 0% | 0% | 0% | 0% | 0% | 0% | 0% | 0% | 0% | 0% | 0% | 0% | 0%
Heating Systems
Occurances or Fractions of Produced Heat
|  |  | 1 | El |  | E_Immersion |  |  | C | 14.54% | 0% | 0% | 0% | 14.54% | 0% | 0% | 0% | 24.65% | 0% | 0% | 0% |  | 0% |  | 0% |  | 0% |  | 0%
|  |  | 2 | El |  | E_Immersion |  |  | C | 0% | 0% | 2.675% | 0% | 0% | 0% | 2.675% | 0% | 0% | 0% | 0% | 0% |  | 0% |  | 0% |  | 0% |  | 0%
|  |  | 3 | Oil |  | B_NC_CT |  |  | C | 0% | 0% | 0% | 0% | 0% | 0% | 0% | 0% | 8.519% | 0% | 0% | 0% |  | 0% |  | 0% |  | 0% |  | 0%
|  |  | 4 | Gas |  | B_NC_CT |  |  | C | 0% | 0% | 1.898% | 0% | 0% | 0% | 1.899% | 0% | 0% | 0% | 0% | 0% |  | 0% |  | 0% |  | 0% |  | 0%
|  |  | 5 | El |  | E |  |  | D | 1.003% | 0% | 0% | 0% | 1.003% | 0% | 0% | 0% | 0% | 0% | 0% | 0% |  | 0% |  | 0% |  | 0% |  | 0%
|  |  | 6 | El |  | E_SH |  |  | D | 0% | 0% | 29.95% | 0% | 0% | 0% | 29.95% | 0% | 14.81% | 0% | 0% | 0% |  | 0% |  | 0% |  | 0% |  | 0%
|  |  | 7 | El |  | E_Immersion |  |  | D | 34.6% | 0% | 24.46% | 0% | 34.6% | 0% | 24.46% | 0% | 24.65% | 0% | 50.84% | 0% |  | 0% |  | 0% |  | 0% |  | 0%
|  |  | 8 | Oil |  | Stove_L |  |  | D | 4.434% | 0% | 13.73% | 0% | 4.433% | 0% | 13.73% | 0% | 0% | 0% | 17.75% | 0% |  | 0% |  | 0% |  | 0% |  | 0%
|  |  | 9 | Gas |  | Stove |  |  | D | 18.05% | 0% | 0% | 0% | 18.05% | 0% | 0% | 0% | 27.37% | 0% | 0% | 0% |  | 0% |  | 0% |  | 0% |  | 0%
|  |  | 10 | Gas |  | G_SH |  |  | D | 0% | 0% | 8.331% | 0% | 0% | 0% | 8.334% | 0% | 0% | 0% | 31.41% | 0% |  | 0% |  | 0% |  | 0% |  | 0%
|  |  | 11 | Bio_Wood |  | OpenFire |  |  | D | 27.38% | 0% | 0% | 0% | 27.38% | 0% | 0% | 0% | 0% | 0% | 0% | 0% |  | 0% |  | 0% |  | 0% |  | 0%
|  |  | 12 | Bio_Wood |  | OpenFire |  |  | D | 0% | 0% | 18.96% | 0% | 0% | 0% | 18.96% | 0% | 0% | 0% | 0% | 0% |  | 0% |  | 0% |  | 0% |  | 0%
|  |  | 13 | [7 empty] | 0% |  | 0% |  | 0% |  | 0% |  | 0% |  | 0% |  | 0% |  | 0% |  | 0% |  | 0%
|  |  | 14 | [7 empty] | 0% |  | 0% |  | 0% |  | 0% |  | 0% |  | 0% |  | 0% |  | 0% |  | 0% |  | 0%
|  |  | 15 | [7 empty] | 0% |  | 0% |  | 0% |  | 0% |  | 0% |  | 0% |  | 0% |  | 0% |  | 0% |  | 0%
|  |  | 16 | [7 empty] | 0% |  | 0% |  | 0% |  | 0% |  | 0% |  | 0% |  | 0% |  | 0% |  | 0% |  | 0%
|  |  | 17 | [7 empty] | 0% |  | 0% |  | 0% |  | 0% |  | 0% |  | 0% |  | 0% |  | 0% |  | 0% |  | 0%
|  |  | 18 | [7 empty] | 0% |  | 0% |  | 0% |  | 0% |  | 0% |  | 0% |  | 0% |  | 0% |  | 0% |  | 0%
|  |  | 19 | [7 empty] | 0% |  | 0% |  | 0% |  | 0% |  | 0% |  | 0% |  | 0% |  | 0% |  | 0% |  | 0%
|  |  | 20 | [7 empty] | 0% |  | 0% |  | 0% |  | 0% |  | 0% |  | 0% |  | 0% |  | 0% |  | 0% |  | 0%
|  |  |  | Sum | [5 empty] | 100% | 0% | 100% | 0% | 100% | 0% | 100% | 0% | 100% | 0% | 100% | 0% |  | 0% |  | 0% |  | 0% |  | 0%
[5 empty] | thereof |  | central |  |  | 14.54% | 0% | 4.573% | 0% | 14.54% | 0% | 4.574% | 0% | 33.17% | 0% | 0% | 0% | 0% | 0% | 0% | 0% | 0% | 0% | 0% | 0%
[7 empty] | decentral |  |  | 85.46% | 0% | 95.43% | 0% | 85.46% | 0% | 95.43% | 0% | 66.83% | 0% | 100% | 0% | 0% | 0% | 0% | 0% | 0% | 0% | 0% | 0%
|  |  |  | Other Systems | [5 empty] | 1.11e-14% | 0% | 0% | 0% | 1.11e-14% | 0% | 0% | 0% | 0% | 0% | 0% | 0% |  | 0% |  | 0% |  | 0% |  | 0%
DHW Systems
Occurances or Fractions of Produced Heat
|  |  | 1 | - |  | Solar |  |  | C | 80% | 0% | 80% | 0% | 80% | 0% | 80% | 0% | 80% | 0% | 80% | 0% |  | 0% |  | 0% |  | 0% |  | 0%
|  |  | 2 | El |  | E_Immersion |  |  | C | 20% | 0% | 20% | 0% | 20% | 0% | 20% | 0% | 20% | 0% | 20% | 0% |  | 0% |  | 0% |  | 0% |  | 0%
|  |  | 3 | [7 empty] | 0% |  | 0% |  | 0% |  | 0% |  | 0% |  | 0% |  | 0% |  | 0% |  | 0% |  | 0%
|  |  | 4 | [7 empty] | 0% |  | 0% |  | 0% |  | 0% |  | 0% |  | 0% |  | 0% |  | 0% |  | 0% |  | 0%
|  |  | 5 | [7 empty] | 0% |  | 0% |  | 0% |  | 0% |  | 0% |  | 0% |  | 0% |  | 0% |  | 0% |  | 0%
|  |  | 6 | [7 empty] | 0% |  | 0% |  | 0% |  | 0% |  | 0% |  | 0% |  | 0% |  | 0% |  | 0% |  | 0%
|  |  | 7 | [7 empty] | 0% |  | 0% |  | 0% |  | 0% |  | 0% |  | 0% |  | 0% |  | 0% |  | 0% |  | 0%
|  |  | 8 | [7 empty] | 0% |  | 0% |  | 0% |  | 0% |  | 0% |  | 0% |  | 0% |  | 0% |  | 0% |  | 0%
|  |  | 9 | [7 empty] | 0% |  | 0% |  | 0% |  | 0% |  | 0% |  | 0% |  | 0% |  | 0% |  | 0% |  | 0%
|  |  | 10 | [7 empty] | 0% |  | 0% |  | 0% |  | 0% |  | 0% |  | 0% |  | 0% |  | 0% |  | 0% |  | 0%
|  |  | 11 | [7 empty] | 0% |  | 0% |  | 0% |  | 0% |  | 0% |  | 0% |  | 0% |  | 0% |  | 0% |  | 0%
|  |  | 12 | [7 empty] | 0% |  | 0% |  | 0% |  | 0% |  | 0% |  | 0% |  | 0% |  | 0% |  | 0% |  | 0%
|  |  | 13 | [7 empty] | 0% |  | 0% |  | 0% |  | 0% |  | 0% |  | 0% |  | 0% |  | 0% |  | 0% |  | 0%
|  |  | 14 | [7 empty] | 0% |  | 0% |  | 0% |  | 0% |  | 0% |  | 0% |  | 0% |  | 0% |  | 0% |  | 0%
|  |  | 15 | [7 empty] | 0% |  | 0% |  | 0% |  | 0% |  | 0% |  | 0% |  | 0% |  | 0% |  | 0% |  | 0%
|  |  | 16 | [7 empty] | 0% |  | 0% |  | 0% |  | 0% |  | 0% |  | 0% |  | 0% |  | 0% |  | 0% |  | 0%
|  |  | 17 | [7 empty] | 0% |  | 0% |  | 0% |  | 0% |  | 0% |  | 0% |  | 0% |  | 0% |  | 0% |  | 0%
|  |  | 18 | [7 empty] | 0% |  | 0% |  | 0% |  | 0% |  | 0% |  | 0% |  | 0% |  | 0% |  | 0% |  | 0%
|  |  | 19 | [7 empty] | 0% |  | 0% |  | 0% |  | 0% |  | 0% |  | 0% |  | 0% |  | 0% |  | 0% |  | 0%
|  |  | 20 | [7 empty] | 0% |  | 0% |  | 0% |  | 0% |  | 0% |  | 0% |  | 0% |  | 0% |  | 0% |  | 0%
|  |  |  | Sum | [5 empty] | 100% | 0% | 100% | 0% | 100% | 0% | 100% | 0% | 100% | 0% | 100% | 0% |  | 0% |  | 0% |  | 0% |  | 0%
[5 empty] | thereof |  | central |  |  | 100% | 0% | 100% | 0% | 100% | 0% | 100% | 0% | 100% | 0% | 100% | 0% | 0% | 0% | 0% | 0% | 0% | 0% | 0% | 0%
[7 empty] | decentral |  |  | 0% | 0% | 0% | 0% | 0% | 0% | 0% | 0% | 0% | 0% | 0% | 0% | 0% | 0% | 0% | 0% | 0% | 0% | 0% | 0%
|  |  |  | Other Systems | [5 empty] | 0% | 0% | 0% | 0% | 0% | 0% | 0% | 0% | 0% | 0% | 0% | 0% |  | 0% |  | 0% |  | 0% |  | 0%
|  | Energy Balance | [16 empty] | All energy quantities in | MWh/a |  |  |  | Heating + DHW
[8 empty] | fuels related to |  |  | gross | 0% | calorific value
[28 empty] | Total |  | per m²
|  |  | Net heat need |  |  |  |  | 130.4749 |  | 45.2198 |  | 5186.1878 |  | 423.0599 |  | 2637.2054 |  | 713.1322 |  | 0 |  | 0 |  | 0 |  | 0 |  | 9135.28 |  | 34.9223
|  |  | Produced heat |  |  |  |  | 141.5251 |  | 51.36 |  | 5686.8618 |  | 484.1356 |  | 3214.1888 |  | 834.0068 |  | 0 |  | 0 |  | 0 |  | 0 |  | 10412.0781 |  | 39.8032
|  |  | Gas |  |  |  | 1 | 29.8784 |  | 1.4475 |  | 1084.0592 |  | 11.5355 |  | 498.3466 |  | 20.0397 |  | 0 |  | 0 |  | 0 |  | 0 |  | 1645.307 |  | 6.2897
|  |  | Oil |  |  |  | 1 | 7.3395 |  | 3.8165 |  | 266.265 |  | 30.4028 |  | 102.417 |  | 22.6481 |  | 0 |  | 0 |  | 0 |  | 0 |  | 432.8889 |  | 1.6548
|  |  | Coal |  |  |  | 1 | 0 |  | 0 |  | 0 |  | 0 |  | 0 |  | 0 |  | 0 |  | 0 |  | 0 |  | 0 |  | 0 |  | 0
|  |  | Bio |  |  |  | 1 | 53.682 |  | 4.2724 |  | 1947.6163 |  | 34.0339 |  | 0 |  | 0 |  | 0 |  | 0 |  | 0 |  | 0 |  | 2039.6046 |  | 7.797
|  |  | DH |  |  |  |  | 0 |  | 0 |  | 0 |  | 0 |  | 0 |  | 0 |  | 0 |  | 0 |  | 0 |  | 0 |  | 0 |  | 0
|  |  | El |  |  |  |  | 52.8923 |  | 12.9577 |  | 2032.7252 |  | 118.6662 |  | 964.3304 |  | 190.5365 |  | 0 |  | 0 |  | 0 |  | 0 |  | 3372.1082 |  | 12.8909
|  |  | Other / not specified |  |  |  |  | 0 |  | 0 |  | 0 |  | 0 |  | 0 |  | 0 |  | 0 |  | 0 |  | 0 |  | 0 |  | 0 |  | 0
|  |  | Sum final energy |  |  |  |  | 143.7922 |  | 22.4941 |  | 5330.6656 |  | 194.6384 |  | 1565.094 |  | 233.2243 |  | 0 |  | 0 |  | 0 |  | 0 |  | 7489.9087 |  | 28.6324
|  |  | per m² |  |  |  |  | 57.0604 |  | 14.4193 |  | 46.687 |  | 12.5434 |  | 16.3024 |  | 7.332
|  |  | CHP electr. production |  |  |  |  | 0 |  | 0 |  | 0 |  | 0 |  | 0 |  | 0 |  | 0 |  | 0 |  | 0 |  | 0 |  | 0 |  | 0
| Version: |  | 2016-01-21
| TABULA Average Buildings | [29 empty] | EPISCOPE Monitoring Indicators
[5 empty] | Building Stock |  |  |  | CZ | Local |  |  | Residential building stock of Havířov, Czech Republic | [15 empty] | Year | 2015
[5 empty] | Details |  |  |  | STU-K model, existing state 2015 | Residential building stock of Havířov, Czech Republic | Residential building stock of Havířov, Czech Republic | Residential building stock of Havířov, Czech Republic | Residential building stock of Havířov, Czech Republic | Residential building stock of Havířov, Czech Republic | Residential building stock of Havířov, Czech Republic | Residential building stock of Havířov, Czech Republic | Residential building stock of Havířov, Czech Republic | Residential building stock of Havířov, Czech Republic | Residential building stock of Havířov, Czech Republic | Residential building stock of Havířov, Czech Republic | Residential building stock of Havířov, Czech Republic | Residential building stock of Havířov, Czech Republic | Residential building stock of Havířov, Czech Republic | Residential building stock of Havířov, Czech Republic | Residential building stock of Havířov, Czech Republic | Residential building stock of Havířov, Czech Republic | Residential building stock of Havířov, Czech Republic | Residential building stock of Havířov, Czech Republic | Residential building stock of Havířov, Czech Republic | Residential building stock of Havířov, Czech Republic | Residential building stock of Havířov, Czech Republic
Annotations to this sheet
[10 empty] | 1 |  | 2 |  | 3 |  | 4 |  | 5 |  | 6 |  | 7 |  | 8 |  | 9 |  | 10
Building type / label
Building size category
Construction time band
|  | General Data | [5 empty] | Total
|  |  | Number of buildings |  |  |  |  | 224.9998 | 0 | 35.9998 | 0 | 32.9999 | 0 | 7.9999 | 0 | 29.9999 | 0 | 62 | 0 | 56.0001 | 0 | 0 | 0 | 0 | 0 | 0 | 0 | 0 | 0 | 10^0
|  |  | Number of dwellings |  |  |  |  | 7577 | 0 | 756 | 0 | 1356 | 0 | 84 | 0 | 959 | 0 | 2740 | 0 | 1682 | 0 | 0 | 0 | 0 | 0 | 0 | 0 | 0 | 0 | 10^0
|  |  | Floor area national | [6 empty] | 37.3769 | 0 | 68.8649 | 0 | 4.9244 | 0 | 49.6721 | 0 | 128.8522 | 0 | 88.4091 | 0 | 0 | 0 | 0 | 0 | 0 | 0 | 0 | 0 | 10^3 m²
|  |  | Floor area TABULA |  |  |  |  | 415.9094 | 0 | 41.1145 | 0 | 75.7514 | 0 | 5.4168 | 0 | 54.6393 | 0 | 141.7374 | 0 | 97.25 | 0 | 0 | 0 | 0 | 0 | 0 | 0 | 0 | 0 | 10^3 m²
Building Insulation
Original state / not refurbished fraction of the envelope area
U-values of the original state
|  |  |  | Roof | [5 empty] | 1 |  | 0.8 |  | 0.5 |  | 1 |  | 0.8 |  | 0.5 |  | 0 |  | 0 |  | 0 |  | 0 |  | W/(m²K)
|  |  |  | Wall | [5 empty] | 1.4 |  | 1.2 |  | 0.8 |  | 1.4 |  | 1.2 |  | 0.8 |  | 0 |  | 0 |  | 0 |  | 0 |  | W/(m²K)
|  |  |  | Window | [5 empty] | 2.7 |  | 2.8 |  | 2.8 |  | 2.7 |  | 2.8 |  | 2.8 |  | 0 |  | 0 |  | 0 |  | 0 |  | W/(m²K)
|  |  |  | Floor | [5 empty] | 1.1 |  | 1 |  | 0.9 |  | 1.1 |  | 1 |  | 0.9 |  | 0 |  | 0 |  | 0 |  | 0 |  | W/(m²K)
Refubishments (averages)
Refurbished fraction of envelope areas
|  |  |  | Roof | [5 empty] | 4.2% |  | 42% |  | 28.6% |  | 7.9% |  | 64.8% |  | 36.3% |  | 0% |  | 0% |  | 0% |  | 0%
|  |  |  | Wall | [5 empty] | 4.2% |  | 42% |  | 28.6% |  | 7.9% |  | 64.8% |  | 36.3% |  | 0% |  | 0% |  | 0% |  | 0%
|  |  |  | Window | [5 empty] | 47.4% |  | 56.9% |  | 28.6% |  | 30.4% |  | 74% |  | 54.6% |  | 0% |  | 0% |  | 0% |  | 0%
|  |  |  | Floor | [5 empty] | 4.2% |  | 42% |  | 28.6% |  | 7.9% |  | 64.8% |  | 36.3% |  | 0% |  | 0% |  | 0% |  | 0%
|  |  |  | Total (indicative) | [5 empty] | 8.24% |  | 44.22% |  | 28.6% |  | 10.74% |  | 66.41% |  | 39.81% |  | 0% |  | 0% |  | 0% |  | 0%
U-values of the refurbished fraction (averages)
|  |  |  | Roof | [5 empty] | 0.2963 |  | 0.23529 |  | 0.2 |  | 0.2963 |  | 0.23529 |  | 0.2 |  | 0 |  | 0 |  | 0 |  | 0 |  | W/(m²K)
|  |  |  | Wall | [5 empty] | 0.29947 |  | 0.25263 |  | 0.22857 |  | 0.29947 |  | 0.25263 |  | 0.22857 |  | 0 |  | 0 |  | 0 |  | 0 |  | W/(m²K)
|  |  |  | Window | [5 empty] | 1.1 |  | 1.3 |  | 1.3 |  | 1.1 |  | 1.3 |  | 1.3 |  | 0 |  | 0 |  | 0 |  | 0 |  | W/(m²K)
|  |  |  | Floor | [5 empty] | 0.3045 |  | 0.27586 |  | 0.26766 |  | 0.3045 |  | 0.27586 |  | 0.26766 |  | 0 |  | 0 |  | 0 |  | 0 |  | W/(m²K)
Main Heat Supply Systems
Ventilation Systems with Heat Recovery
|  |  |  | Occurances | [5 empty] | 0% | 0% | 0% | 0% | 0% | 0% | 0% | 0% | 0% | 0% | 0% | 0% | 0% | 0% | 0% | 0% | 0% | 0% | 0% | 0%
Heating Systems
Occurances or Fractions of Produced Heat
|  |  | 1 | DH |  | TS |  |  | C | 100% | 0% | 100% | 0% | 100% | 0% | 100% | 0% | 100% | 0% | 100% | 0% |  | 0% |  | 0% |  | 0% |  | 0%
|  |  | 2 | [7 empty] | 0% |  | 0% |  | 0% |  | 0% |  | 0% |  | 0% |  | 0% |  | 0% |  | 0% |  | 0%
|  |  | 3 | [7 empty] | 0% |  | 0% |  | 0% |  | 0% |  | 0% |  | 0% |  | 0% |  | 0% |  | 0% |  | 0%
|  |  | 4 | [7 empty] | 0% |  | 0% |  | 0% |  | 0% |  | 0% |  | 0% |  | 0% |  | 0% |  | 0% |  | 0%
|  |  | 5 | [7 empty] | 0% |  | 0% |  | 0% |  | 0% |  | 0% |  | 0% |  | 0% |  | 0% |  | 0% |  | 0%
|  |  | 6 | [7 empty] | 0% |  | 0% |  | 0% |  | 0% |  | 0% |  | 0% |  | 0% |  | 0% |  | 0% |  | 0%
|  |  | 7 | [7 empty] | 0% |  | 0% |  | 0% |  | 0% |  | 0% |  | 0% |  | 0% |  | 0% |  | 0% |  | 0%
|  |  | 8 | [7 empty] | 0% |  | 0% |  | 0% |  | 0% |  | 0% |  | 0% |  | 0% |  | 0% |  | 0% |  | 0%
|  |  | 9 | [7 empty] | 0% |  | 0% |  | 0% |  | 0% |  | 0% |  | 0% |  | 0% |  | 0% |  | 0% |  | 0%
|  |  | 10 | [7 empty] | 0% |  | 0% |  | 0% |  | 0% |  | 0% |  | 0% |  | 0% |  | 0% |  | 0% |  | 0%
|  |  | 11 | [7 empty] | 0% |  | 0% |  | 0% |  | 0% |  | 0% |  | 0% |  | 0% |  | 0% |  | 0% |  | 0%
|  |  | 12 | [7 empty] | 0% |  | 0% |  | 0% |  | 0% |  | 0% |  | 0% |  | 0% |  | 0% |  | 0% |  | 0%
|  |  | 13 | [7 empty] | 0% |  | 0% |  | 0% |  | 0% |  | 0% |  | 0% |  | 0% |  | 0% |  | 0% |  | 0%
|  |  | 14 | [7 empty] | 0% |  | 0% |  | 0% |  | 0% |  | 0% |  | 0% |  | 0% |  | 0% |  | 0% |  | 0%
|  |  | 15 | [7 empty] | 0% |  | 0% |  | 0% |  | 0% |  | 0% |  | 0% |  | 0% |  | 0% |  | 0% |  | 0%
|  |  | 16 | [7 empty] | 0% |  | 0% |  | 0% |  | 0% |  | 0% |  | 0% |  | 0% |  | 0% |  | 0% |  | 0%
|  |  | 17 | [7 empty] | 0% |  | 0% |  | 0% |  | 0% |  | 0% |  | 0% |  | 0% |  | 0% |  | 0% |  | 0%
|  |  | 18 | [7 empty] | 0% |  | 0% |  | 0% |  | 0% |  | 0% |  | 0% |  | 0% |  | 0% |  | 0% |  | 0%
|  |  | 19 | [7 empty] | 0% |  | 0% |  | 0% |  | 0% |  | 0% |  | 0% |  | 0% |  | 0% |  | 0% |  | 0%
|  |  | 20 | [7 empty] | 0% |  | 0% |  | 0% |  | 0% |  | 0% |  | 0% |  | 0% |  | 0% |  | 0% |  | 0%
|  |  |  | Sum | [5 empty] | 100% | 0% | 100% | 0% | 100% | 0% | 100% | 0% | 100% | 0% | 100% | 0% |  | 0% |  | 0% |  | 0% |  | 0%
[5 empty] | thereof |  | central |  |  | 100% | 0% | 100% | 0% | 100% | 0% | 100% | 0% | 100% | 0% | 100% | 0% | 0% | 0% | 0% | 0% | 0% | 0% | 0% | 0%
[7 empty] | decentral |  |  | 0% | 0% | 0% | 0% | 0% | 0% | 0% | 0% | 0% | 0% | 0% | 0% | 0% | 0% | 0% | 0% | 0% | 0% | 0% | 0%
|  |  |  | Other Systems | [5 empty] | 0% | 0% | 0% | 0% | 0% | 0% | 0% | 0% | 0% | 0% | 0% | 0% |  | 0% |  | 0% |  | 0% |  | 0%
DHW Systems
Occurances or Fractions of Produced Heat
|  |  | 1 | DH |  | TS |  |  | C | 100% | 0% | 100% | 0% | 100% | 0% | 100% | 0% | 100% | 0% | 100% | 0% |  | 0% |  | 0% |  | 0% |  | 0%
|  |  | 2 | [7 empty] | 0% |  | 0% |  | 0% |  | 0% |  | 0% |  | 0% |  | 0% |  | 0% |  | 0% |  | 0%
|  |  | 3 | [7 empty] | 0% |  | 0% |  | 0% |  | 0% |  | 0% |  | 0% |  | 0% |  | 0% |  | 0% |  | 0%
|  |  | 4 | [7 empty] | 0% |  | 0% |  | 0% |  | 0% |  | 0% |  | 0% |  | 0% |  | 0% |  | 0% |  | 0%
|  |  | 5 | [7 empty] | 0% |  | 0% |  | 0% |  | 0% |  | 0% |  | 0% |  | 0% |  | 0% |  | 0% |  | 0%
|  |  | 6 | [7 empty] | 0% |  | 0% |  | 0% |  | 0% |  | 0% |  | 0% |  | 0% |  | 0% |  | 0% |  | 0%
|  |  | 7 | [7 empty] | 0% |  | 0% |  | 0% |  | 0% |  | 0% |  | 0% |  | 0% |  | 0% |  | 0% |  | 0%
|  |  | 8 | [7 empty] | 0% |  | 0% |  | 0% |  | 0% |  | 0% |  | 0% |  | 0% |  | 0% |  | 0% |  | 0%
|  |  | 9 | [7 empty] | 0% |  | 0% |  | 0% |  | 0% |  | 0% |  | 0% |  | 0% |  | 0% |  | 0% |  | 0%
|  |  | 10 | [7 empty] | 0% |  | 0% |  | 0% |  | 0% |  | 0% |  | 0% |  | 0% |  | 0% |  | 0% |  | 0%
|  |  | 11 | [7 empty] | 0% |  | 0% |  | 0% |  | 0% |  | 0% |  | 0% |  | 0% |  | 0% |  | 0% |  | 0%
|  |  | 12 | [7 empty] | 0% |  | 0% |  | 0% |  | 0% |  | 0% |  | 0% |  | 0% |  | 0% |  | 0% |  | 0%
|  |  | 13 | [7 empty] | 0% |  | 0% |  | 0% |  | 0% |  | 0% |  | 0% |  | 0% |  | 0% |  | 0% |  | 0%
|  |  | 14 | [7 empty] | 0% |  | 0% |  | 0% |  | 0% |  | 0% |  | 0% |  | 0% |  | 0% |  | 0% |  | 0%
|  |  | 15 | [7 empty] | 0% |  | 0% |  | 0% |  | 0% |  | 0% |  | 0% |  | 0% |  | 0% |  | 0% |  | 0%
|  |  | 16 | [7 empty] | 0% |  | 0% |  | 0% |  | 0% |  | 0% |  | 0% |  | 0% |  | 0% |  | 0% |  | 0%
|  |  | 17 | [7 empty] | 0% |  | 0% |  | 0% |  | 0% |  | 0% |  | 0% |  | 0% |  | 0% |  | 0% |  | 0%
|  |  | 18 | [7 empty] | 0% |  | 0% |  | 0% |  | 0% |  | 0% |  | 0% |  | 0% |  | 0% |  | 0% |  | 0%
|  |  | 19 | [7 empty] | 0% |  | 0% |  | 0% |  | 0% |  | 0% |  | 0% |  | 0% |  | 0% |  | 0% |  | 0%
|  |  | 20 | [7 empty] | 0% |  | 0% |  | 0% |  | 0% |  | 0% |  | 0% |  | 0% |  | 0% |  | 0% |  | 0%
|  |  |  | Sum | [5 empty] | 100% | 0% | 100% | 0% | 100% | 0% | 100% | 0% | 100% | 0% | 100% | 0% |  | 0% |  | 0% |  | 0% |  | 0%
[5 empty] | thereof |  | central |  |  | 100% | 0% | 100% | 0% | 100% | 0% | 100% | 0% | 100% | 0% | 100% | 0% | 0% | 0% | 0% | 0% | 0% | 0% | 0% | 0%
[7 empty] | decentral |  |  | 0% | 0% | 0% | 0% | 0% | 0% | 0% | 0% | 0% | 0% | 0% | 0% | 0% | 0% | 0% | 0% | 0% | 0% | 0% | 0%
|  |  |  | Other Systems | [5 empty] | 0% | 0% | 0% | 0% | 0% | 0% | 0% | 0% | 0% | 0% | 0% | 0% |  | 0% |  | 0% |  | 0% |  | 0%
|  | Energy Balance | [16 empty] | All energy quantities in | MWh/a |  |  |  | Heating + DHW
Consumption model for the municipal housing stock of Havířov
[8 empty] | fuels related to |  |  | gross | 0% | calorific value
[28 empty] | Total |  | per m²
|  |  | Net heat need |  |  |  |  | 6018.1597 |  | 9975.2077 |  | 801.8095 |  | 8711.6135 |  | 22025.6786 |  | 13542.419 |  | 0 |  | 0 |  | 0 |  | 0 |  | 61074.8879 |  | 146.8466
|  |  | Produced heat |  |  |  |  | 7080.1878 |  | 11735.5384 |  | 943.3053 |  | 10248.9571 |  | 25912.563 |  | 15932.2576 |  | 0 |  | 0 |  | 0 |  | 0 |  | 71852.8093 |  | 172.7607
|  |  | Gas |  |  |  | 1 | 0 |  | 0 |  | 0 |  | 0 |  | 0 |  | 0 |  | 0 |  | 0 |  | 0 |  | 0 |  | 0 |  | 0
|  |  | Oil |  |  |  | 1 | 0 |  | 0 |  | 0 |  | 0 |  | 0 |  | 0 |  | 0 |  | 0 |  | 0 |  | 0 |  | 0 |  | 0
|  |  | Coal |  |  |  | 1 | 0 |  | 0 |  | 0 |  | 0 |  | 0 |  | 0 |  | 0 |  | 0 |  | 0 |  | 0 |  | 0 |  | 0
|  |  | Bio |  |  |  | 1 | 0 |  | 0 |  | 0 |  | 0 |  | 0 |  | 0 |  | 0 |  | 0 |  | 0 |  | 0 |  | 0 |  | 0
|  |  | DH |  |  |  |  | 7221.7916 |  | 11970.2492 |  | 962.1714 |  | 10453.9363 |  | 26430.8143 |  | 16250.9027 |  | 0 |  | 0 |  | 0 |  | 0 |  | 73289.8655 |  | 176.2159
|  |  | El |  |  |  |  | 0 |  | 0 |  | 0 |  | 0 |  | 0 |  | 0 |  | 0 |  | 0 |  | 0 |  | 0 |  | 0 |  | 0
|  |  | Other / not specified |  |  |  |  | 0 |  | 0 |  | 0 |  | 0 |  | 0 |  | 0 |  | 0 |  | 0 |  | 0 |  | 0 |  | 0 |  | 0
|  |  | Sum final energy |  |  |  |  | 7221.7916 |  | 11970.2492 |  | 962.1714 |  | 10453.9363 |  | 26430.8143 |  | 16250.9027 |  | 0 |  | 0 |  | 0 |  | 0 |  | 73289.8655 |  | 176.2159
|  |  | per m² |  |  |  |  | 175.6507 |  | 158.0202 |  | 177.6273 |  | 191.3263 |  | 186.4773 |  | 167.1044
|  |  | CHP electr. production |  |  |  |  | 0 |  | 0 |  | 0 |  | 0 |  | 0 |  | 0 |  | 0 |  | 0 |  | 0 |  | 0 |  | 0 |  | 0
| Version: |  | 2016-01-21
| TABULA Average Buildings | [29 empty] | EPISCOPE Monitoring Indicators
[5 empty] | Building Stock |  |  |  | DE | National |  |  | German residential building stock | [15 empty] | Year | 2009
[5 empty] | Details |  |  |  | IWU Model, representing the year 2009, elaborated in 2015 / Source: EPISCOPE national report (2015) | German residential building stock | German residential building stock | German residential building stock | German residential building stock | German residential building stock | German residential building stock | German residential building stock | German residential building stock | German residential building stock | German residential building stock | German residential building stock | German residential building stock | German residential building stock | German residential building stock | German residential building stock | German residential building stock | German residential building stock | German residential building stock | German residential building stock | German residential building stock | German residential building stock | German residential building stock
|  |  | Annotations to this sheet | [5 empty] | Simplification: percentages of heat supply systems from national statistics are considered equal to fractions of produced heat
[10 empty] | 1 |  | 2 |  | 3 |  | 4 |  | 5 |  | 6 |  | 7 |  | 8 |  | 9 |  | 10
|  |  | Building type / label | [6 empty] | SUH I |  | SUH II |  | SUH III |  | MUH I |  | MUH II |  | MUH III
|  |  |  | Building size category | [5 empty] | single-unit housing |  | single-unit housing |  | single-unit housing |  | multi-unit housing |  | multi-unit housing |  | multi-unit housing
|  |  |  | Construction time band | [5 empty] | … 1978 |  | 1979 … 1994 |  | 1995 … |  | … 1978 |  | 1979 … 1994 |  | 1995 …
|  | General Data | [5 empty] | Total
|  |  | Number of buildings |  |  |  |  | 18658.5398 | 0 | 9489.7641 | 0 | 3041.0275 | 0 | 2991.9497 | 0 | 2432.4823 | 0 | 407.0494 | 0 | 296.2666 | 0 | 0 | 0 | 0 | 0 | 0 | 0 | 0 | 0 | 10^3
|  |  | Number of dwellings |  |  |  |  | 38584.956 | 0 | 11464.747 | 0 | 3352.076 | 0 | 3127.778 | 0 | 14743.786 | 0 | 3548.405 | 0 | 2348.164 | 0 | 0 | 0 | 0 | 0 | 0 | 0 | 0 | 0 | 10^3
|  |  | Floor area national | [6 empty] | 1268.7815 | 0 | 417.5331 | 0 | 408.9995 | 0 | 1003.1557 | 0 | 247.9338 | 0 | 175.5676 | 0 | 0 | 0 | 0 | 0 | 0 | 0 | 0 | 0 | 10^6 m²
|  |  | Floor area TABULA |  |  |  |  | 3874.1683 | 0 | 1395.6596 | 0 | 459.2864 | 0 | 449.8995 | 0 | 1103.4713 | 0 | 272.7272 | 0 | 193.1244 | 0 | 0 | 0 | 0 | 0 | 0 | 0 | 0 | 0 | 10^6 m²
Building Insulation
Original state / not refurbished fraction of the envelope area
U-values of the original state
|  |  |  | Roof | [5 empty] | 1 |  | 0.44 |  | 0.33 |  | 1.09 |  | 0.45 |  | 0.34 |  | 0 |  | 0 |  | 0 |  | 0 |  | W/(m²K)
|  |  |  | Wall | [5 empty] | 1.4 |  | 0.6 |  | 0.28 |  | 1.35 |  | 0.68 |  | 0.39 |  | 0 |  | 0 |  | 0 |  | 0 |  | W/(m²K)
|  |  |  | Window | [5 empty] | 2.7 |  | 2.7 |  | 1.6 |  | 2.7 |  | 2.7 |  | 1.6 |  | 0 |  | 0 |  | 0 |  | 0 |  | W/(m²K)
|  |  |  | Floor | [5 empty] | 1.24 |  | 0.68 |  | 0.41 |  | 1.45 |  | 0.69 |  | 0.43 |  | 0 |  | 0 |  | 0 |  | 0 |  | W/(m²K)
Refubishments (averages)
Refurbished fraction of envelope areas
|  |  |  | Roof | [5 empty] | 47% |  | 24% |  | 0% |  | 48% |  | 23% |  | 0% |  | 0% |  | 0% |  | 0% |  | 0%
|  |  |  | Wall | [5 empty] | 20% |  | 7% |  | 0% |  | 26% |  | 15% |  | 0% |  | 0% |  | 0% |  | 0% |  | 0%
|  |  |  | Window | [5 empty] | 36% |  | 12% |  | 0% |  | 45% |  | 24% |  | 0% |  | 0% |  | 0% |  | 0% |  | 0%
|  |  |  | Floor | [5 empty] | 10% |  | 3% |  | 0% |  | 11% |  | 7% |  | 0% |  | 0% |  | 0% |  | 0% |  | 0%
|  |  |  | Total (indicative) | [5 empty] | 26.62% |  | 11.54% |  | 0% |  | 30.32% |  | 16.3% |  | 0% |  | 0% |  | 0% |  | 0% |  | 0%
U-values of the refurbished fraction (averages)
|  |  |  | Roof | [5 empty] | 0.27717 |  | 0.27717 |  | 0 |  | 0.27717 |  | 0.27717 |  | 0 |  | 0 |  | 0 |  | 0 |  | 0 |  | W/(m²K)
|  |  |  | Wall | [5 empty] | 0.37244 |  | 0.37244 |  | 0 |  | 0.37244 |  | 0.37244 |  | 0 |  | 0 |  | 0 |  | 0 |  | 0 |  | W/(m²K)
|  |  |  | Window | [5 empty] | 1.6 |  | 1.6 |  | 0 |  | 1.6 |  | 1.6 |  | 0 |  | 0 |  | 0 |  | 0 |  | 0 |  | W/(m²K)
|  |  |  | Floor | [5 empty] | 0.39077 |  | 0.39077 |  | 0 |  | 0.39077 |  | 0.39077 |  | 0 |  | 0 |  | 0 |  | 0 |  | 0 |  | W/(m²K)
Main Heat Supply Systems
Ventilation Systems with Heat Recovery
|  |  |  | Occurances | [5 empty] | 0% | 0% | 0% | 0% | 0% | 0% | 0% | 0% | 0% | 0% | 0% | 0% | 0% | 0% | 0% | 0% | 0% | 0% | 0% | 0%
Heating Systems
Occurances or Fractions of Produced Heat
|  |  | 1 | DH |  | TS |  |  | C | 1.312% | 0% | 2.069% | 0% | 3.198% | 0% | 11.75% | 0% | 21.98% | 0% | 11.29% | 0% |  | 0% |  | 0% |  | 0% |  | 0%
|  |  | 2 | Gas |  | B_NC_LT |  |  | C | 40.85% | 0% | 43.28% | 0% | 58.99% | 0% | 51.4% | 0% | 61.29% | 0% | 75.81% | 0% |  | 0% |  | 0% |  | 0% |  | 0%
|  |  | 3 | Oil |  | B_NC_LT |  |  | C | 36.91% | 0% | 36.53% | 0% | 16.61% | 0% | 25.06% | 0% | 12.57% | 0% | 5.061% | 0% |  | 0% |  | 0% |  | 0% |  | 0%
|  |  | 4 | Bio |  | B_WP |  |  | C | 3.841% | 0% | 2.699% | 0% | 2.577% | 0% | 2.252% | 0% | 0.4951% | 0% | 3.114% | 0% |  | 0% |  | 0% |  | 0% |  | 0%
|  |  | 5 | El |  | HP_Air |  |  | C | 0.9369% | 0% | 1.529% | 0% | 5.42% | 0% | 1.273% | 0% | 0% | 0% | 1.362% | 0% |  | 0% |  | 0% |  | 0% |  | 0%
|  |  | 6 | Gas |  | G_SH |  |  | D | 1.312% | 0% | 0% | 0% | 0% | 0% | 1.175% | 0% | 0.09901% | 0% | 0% | 0% |  | 0% |  | 0% |  | 0% |  | 0%
|  |  | 7 | Oil |  | Stove_L |  |  | D | 1.312% | 0% | 0.2699% | 0% | 0.1777% | 0% | 0.8811% | 0% | 0.09901% | 0% | 0% | 0% |  | 0% |  | 0% |  | 0% |  | 0%
|  |  | 8 | Bio |  | Stove_S |  |  | D | 3.56% | 0% | 0.2699% | 0% | 0.7108% | 0% | 1.273% | 0% | 0% | 0% | 0% | 0% |  | 0% |  | 0% |  | 0% |  | 0%
|  |  | 9 | Coal |  | Stove_S |  |  | D | 0.6558% | 0% | 0% | 0% | 0% | 0% | 0.5874% | 0% | 0% | 0% | 0% | 0% |  | 0% |  | 0% |  | 0% |  | 0%
|  |  | 10 | El |  | E_SH |  |  | D | 2.717% | 0% | 3.329% | 0% | 1.155% | 0% | 2.056% | 0% | 2.475% | 0% | 0.3893% | 0% |  | 0% |  | 0% |  | 0% |  | 0%
|  |  | 11 | Bio_Wood |  | Stove_S |  |  | D | 5.576% | 0% | 8.35% | 0% | 7.164% | 0% | 1.924% | 0% | 0.8% | 0% | 1.141% | 0% |  | 0% |  | 0% |  | 0% |  | 0%
|  |  | 12 | El |  | Vent_Rec |  |  | C | 0.7331% | 0% | 1.677% | 0% | 3.419% | 0% | 0.139% | 0% | 0.1431% | 0% | 0.9674% | 0% |  | 0% |  | 0% |  | 0% |  | 0%
|  |  | 13 | - |  | Solar |  |  | D | 0.00198% | 0% | 0.002965% | 0% | 0.5707% | 0% | 0.03588% | 0% | 0.04409% | 0% | 0.5706% | 0% |  | 0% |  | 0% |  | 0% |  | 0%
|  |  | 14 | [7 empty] | 0% |  | 0% |  | 0% |  | 0% |  | 0% |  | 0% |  | 0% |  | 0% |  | 0% |  | 0%
|  |  | 15 | [7 empty] | 0% |  | 0% |  | 0% |  | 0% |  | 0% |  | 0% |  | 0% |  | 0% |  | 0% |  | 0%
|  |  | 16 | [7 empty] | 0% |  | 0% |  | 0% |  | 0% |  | 0% |  | 0% |  | 0% |  | 0% |  | 0% |  | 0%
|  |  | 17 | [7 empty] | 0% |  | 0% |  | 0% |  | 0% |  | 0% |  | 0% |  | 0% |  | 0% |  | 0% |  | 0%
|  |  | 18 | [7 empty] | 0% |  | 0% |  | 0% |  | 0% |  | 0% |  | 0% |  | 0% |  | 0% |  | 0% |  | 0%
|  |  | 19 | [7 empty] | 0% |  | 0% |  | 0% |  | 0% |  | 0% |  | 0% |  | 0% |  | 0% |  | 0% |  | 0%
|  |  | 20 | [7 empty] | 0% |  | 0% |  | 0% |  | 0% |  | 0% |  | 0% |  | 0% |  | 0% |  | 0% |  | 0%
|  |  |  | Sum | [5 empty] | 99.72% | 0% | 100% | 0% | 100% | 0% | 99.8% | 0% | 100% | 0% | 99.71% | 0% |  | 0% |  | 0% |  | 0% |  | 0%
[5 empty] | thereof |  | central |  |  | 84.58% | 0% | 87.78% | 0% | 90.22% | 0% | 91.87% | 0% | 96.48% | 0% | 97.61% | 0% | 0% | 0% | 0% | 0% | 0% | 0% | 0% | 0%
[7 empty] | decentral |  |  | 15.13% | 0% | 12.22% | 0% | 9.778% | 0% | 7.932% | 0% | 3.517% | 0% | 2.101% | 0% | 0% | 0% | 0% | 0% | 0% | 0% | 0% | 0%
|  |  |  | Other Systems | [5 empty] | 0.2811% | 0% | 1.11e-14% | 0% | -2.22e-14% | 0% | 0.1958% | 0% | 0% | 0% | 0.292% | 0% |  | 0% |  | 0% |  | 0% |  | 0%
DHW Systems
Occurances or Fractions of Produced Heat
|  |  | 1 | DH |  | TS |  |  | C | 1.12% | 0% | 1.931% | 0% | 3.057% | 0% | 8.598% | 0% | 15.68% | 0% | 9.817% | 0% |  | 0% |  | 0% |  | 0% |  | 0%
|  |  | 2 | Gas |  | B_NC_LT |  |  | C | 34.87% | 0% | 40.38% | 0% | 56.38% | 0% | 37.62% | 0% | 43.73% | 0% | 65.93% | 0% |  | 0% |  | 0% |  | 0% |  | 0%
|  |  | 3 | Oil |  | B_NC_LT |  |  | C | 31.51% | 0% | 34.08% | 0% | 15.88% | 0% | 18.34% | 0% | 8.973% | 0% | 4.401% | 0% |  | 0% |  | 0% |  | 0% |  | 0%
|  |  | 4 | Bio |  | B_WP |  |  | C | 3.279% | 0% | 2.518% | 0% | 2.463% | 0% | 1.648% | 0% | 0.3533% | 0% | 2.708% | 0% |  | 0% |  | 0% |  | 0% |  | 0%
|  |  | 5 | El |  | HP_Air |  |  | C | 0.7997% | 0% | 1.427% | 0% | 5.18% | 0% | 0.9314% | 0% | 0% | 0% | 1.185% | 0% |  | 0% |  | 0% |  | 0% |  | 0%
|  |  | 6 | El |  | HP_Cellar |  |  | C | 0.4838% | 0% | 0.4695% | 0% | 0.5461% | 0% | 0% | 0% | 0% | 0% | 0% | 0% |  | 0% |  | 0% |  | 0% |  | 0%
|  |  | 7 | El |  | E_IWH |  |  | D | 18.58% | 0% | 7.887% | 0% | 5.37% | 0% | 25.18% | 0% | 28.76% | 0% | 12.98% | 0% |  | 0% |  | 0% |  | 0% |  | 0%
|  |  | 8 | Gas |  | G_IWH_NC |  |  | D | 2.467% | 0% | 0.2817% | 0% | 0.3641% | 0% | 6.07% | 0% | 0.7961% | 0% | 0.5857% | 0% |  | 0% |  | 0% |  | 0% |  | 0%
|  |  | 9 | Gas |  | G_Tank |  |  | D | 3.629% | 0% | 4.789% | 0% | 1.729% | 0% | 1.095% | 0% | 1.194% | 0% | 0% | 0% |  | 0% |  | 0% |  | 0% |  | 0%
|  |  | 10 | - |  | Solar |  |  | D | 3.24% | 0% | 6.103% | 0% | 8.985% | 0% | 0.4881% | 0% | 0.4903% | 0% | 2.389% | 0% |  | 0% |  | 0% |  | 0% |  | 0%
|  |  | 11 | [7 empty] | 0% |  | 0% |  | 0% |  | 0% |  | 0% |  | 0% |  | 0% |  | 0% |  | 0% |  | 0%
|  |  | 12 | [7 empty] | 0% |  | 0% |  | 0% |  | 0% |  | 0% |  | 0% |  | 0% |  | 0% |  | 0% |  | 0%
|  |  | 13 | [7 empty] | 0% |  | 0% |  | 0% |  | 0% |  | 0% |  | 0% |  | 0% |  | 0% |  | 0% |  | 0%
|  |  | 14 | [7 empty] | 0% |  | 0% |  | 0% |  | 0% |  | 0% |  | 0% |  | 0% |  | 0% |  | 0% |  | 0%
|  |  | 15 | [7 empty] | 0% |  | 0% |  | 0% |  | 0% |  | 0% |  | 0% |  | 0% |  | 0% |  | 0% |  | 0%
|  |  | 16 | [7 empty] | 0% |  | 0% |  | 0% |  | 0% |  | 0% |  | 0% |  | 0% |  | 0% |  | 0% |  | 0%
|  |  | 17 | [7 empty] | 0% |  | 0% |  | 0% |  | 0% |  | 0% |  | 0% |  | 0% |  | 0% |  | 0% |  | 0%
|  |  | 18 | [7 empty] | 0% |  | 0% |  | 0% |  | 0% |  | 0% |  | 0% |  | 0% |  | 0% |  | 0% |  | 0%
|  |  | 19 | [7 empty] | 0% |  | 0% |  | 0% |  | 0% |  | 0% |  | 0% |  | 0% |  | 0% |  | 0% |  | 0%
|  |  | 20 | [7 empty] | 0% |  | 0% |  | 0% |  | 0% |  | 0% |  | 0% |  | 0% |  | 0% |  | 0% |  | 0%
|  |  |  | Sum | [5 empty] | 99.97% | 0% | 99.86% | 0% | 99.96% | 0% | 99.96% | 0% | 99.98% | 0% | 99.99% | 0% |  | 0% |  | 0% |  | 0% |  | 0%
[5 empty] | thereof |  | central |  |  | 72.06% | 0% | 80.8% | 0% | 83.51% | 0% | 67.13% | 0% | 68.74% | 0% | 84.04% | 0% | 0% | 0% | 0% | 0% | 0% | 0% | 0% | 0%
[7 empty] | decentral |  |  | 27.91% | 0% | 19.06% | 0% | 16.45% | 0% | 32.83% | 0% | 31.24% | 0% | 15.96% | 0% | 0% | 0% | 0% | 0% | 0% | 0% | 0% | 0%
|  |  |  | Other Systems | [5 empty] | 0.02733% | 0% | 0.1354% | 0% | 0.04178% | 0% | 0.03582% | 0% | 0.01692% | 0% | 0.006735% | 0% |  | 0% |  | 0% |  | 0% |  | 0%
|  | Energy Balance | [16 empty] | All energy quantities in | GWh/a |  |  |  | Heating + DHW
Output of IWU Model, close to official statistics of sector, but not calibrated
[8 empty] | fuels related to |  |  | gross | 0% | calorific value
[28 empty] | Total |  | per m²
|  |  | Net heat need |  |  |  |  | 228377.1035 |  | 54576.5161 |  | 33100.7015 |  | 133543.7754 |  | 27588.299 |  | 13349.1314 |  | 0 |  | 0 |  | 0 |  | 0 |  | 490535.5268 |  | 126.617
|  |  | Produced heat |  |  |  |  | 258629.5565 |  | 64054.5963 |  | 39497.0379 |  | 155243.2361 |  | 32752.2542 |  | 17029.5355 |  | 0 |  | 0 |  | 0 |  | 0 |  | 567206.2166 |  | 146.4072
|  |  | Gas |  |  |  | 1.087 | 128534.4893 |  | 33174.7844 |  | 27121.9332 |  | 94550.6689 |  | 22751.9907 |  | 14719.2619 |  | 0 |  | 0 |  | 0 |  | 0 |  | 320853.1284 |  | 82.8186
|  |  | Oil |  |  |  | 1.0526 | 111650.7221 |  | 27172.9845 |  | 7572.5876 |  | 44508.8299 |  | 4603.7915 |  | 958.2848 |  | 0 |  | 0 |  | 0 |  | 0 |  | 196467.2004 |  | 50.7121
|  |  | Coal |  |  |  | 1.0526 | 2334.4852 |  | 0 |  | 0 |  | 884.3146 |  | 0 |  | 0 |  | 0 |  | 0 |  | 0 |  | 0 |  | 3218.7998 |  | 0.83084
|  |  | Bio |  |  |  | 1.0526 | 35537.7962 |  | 7791.7033 |  | 4150.9843 |  | 8800.233 |  | 458.8029 |  | 816.9095 |  | 0 |  | 0 |  | 0 |  | 0 |  | 57556.4291 |  | 14.8565
|  |  | DH |  |  |  |  | 3562.9972 |  | 1438.3918 |  | 1491.1306 |  | 18472.3997 |  | 7115.2431 |  | 1948.1367 |  | 0 |  | 0 |  | 0 |  | 0 |  | 34028.2992 |  | 8.7834
|  |  | El |  |  |  |  | 13145.1391 |  | 3401.7489 |  | 2433.2042 |  | 9248.6945 |  | 2221.7613 |  | 899.3943 |  | 0 |  | 0 |  | 0 |  | 0 |  | 31349.9423 |  | 8.092
|  |  | Other / not specified |  |  |  |  | 0 |  | 0 |  | 0 |  | 0 |  | 0 |  | 0 |  | 0 |  | 0 |  | 0 |  | 0 |  | 0 |  | 0
|  |  | Sum final energy |  |  |  |  | 294765.6292 |  | 72979.6129 |  | 42769.84 |  | 176465.1407 |  | 37151.5893 |  | 19341.9873 |  | 0 |  | 0 |  | 0 |  | 0 |  | 643473.7993 |  | 166.0934
|  |  | per m² |  |  |  |  | 211.2017 |  | 158.8978 |  | 95.0653 |  | 159.9182 |  | 136.2225 |  | 100.153
|  |  | CHP electr. production |  |  |  |  | 0 |  | 0 |  | 0 |  | 0 |  | 0 |  | 0 |  | 0 |  | 0 |  | 0 |  | 0 |  | 0 |  | 0
| Version: |  | 2015-11-20 15:33
| TABULA Average Buildings | [29 empty] | EPISCOPE Monitoring Indicators
[5 empty] | Building Stock |  |  |  | DK | Local |  |  | ProjectZero at municipality of Sønderborg, Denmark | [15 empty] | Year | 2015
[5 empty] | Details |  |  |  | Case study ProjectZero at municipality of Sønderborg, SBi model | ProjectZero at municipality of Sønderborg, Denmark | ProjectZero at municipality of Sønderborg, Denmark | ProjectZero at municipality of Sønderborg, Denmark | ProjectZero at municipality of Sønderborg, Denmark | ProjectZero at municipality of Sønderborg, Denmark | ProjectZero at municipality of Sønderborg, Denmark | ProjectZero at municipality of Sønderborg, Denmark | ProjectZero at municipality of Sønderborg, Denmark | ProjectZero at municipality of Sønderborg, Denmark | ProjectZero at municipality of Sønderborg, Denmark | ProjectZero at municipality of Sønderborg, Denmark | ProjectZero at municipality of Sønderborg, Denmark | ProjectZero at municipality of Sønderborg, Denmark | ProjectZero at municipality of Sønderborg, Denmark | ProjectZero at municipality of Sønderborg, Denmark | ProjectZero at municipality of Sønderborg, Denmark | ProjectZero at municipality of Sønderborg, Denmark | ProjectZero at municipality of Sønderborg, Denmark | ProjectZero at municipality of Sønderborg, Denmark | ProjectZero at municipality of Sønderborg, Denmark | ProjectZero at municipality of Sønderborg, Denmark | ProjectZero at municipality of Sønderborg, Denmark
Annotations to this sheet
[10 empty] | 1 |  | 2 |  | 3 |  | 4 |  | 5 |  | 6 |  | 7 |  | 8 |  | 9 |  | 10
|  |  | Building type / label | [6 empty] | SFH I |  | SFH II |  | SFH III |  | MFH I
Building size category
Construction time band
|  | General Data | [5 empty] | Total
|  |  | Number of buildings |  |  |  |  | 363.5139 | 0 | 316.4398 | 0 | 37.0687 | 0 | 3.0054 | 0 | 7 | 0 | 0 | 0 | 0 | 0 | 0 | 0 | 0 | 0 | 0 | 0 | 0 | 0 | 10^0
|  |  | Number of dwellings |  |  |  |  | 387 | 0 | 325 | 0 | 37 | 0 | 3 | 0 | 22 | 0 | 0 | 0 | 0 | 0 | 0 | 0 | 0 | 0 | 0 | 0 | 0 | 0 | 10^0
|  |  | Floor area national | [6 empty] | 52.529 | 0 | 5.931 | 0 | 0.559 | 0 | 2.359 | 0 | 0 | 0 | 0 | 0 | 0 | 0 | 0 | 0 | 0 | 0 | 0 | 0 | 10^3 m²
|  |  | Floor area TABULA |  |  |  |  | 52.1713 | 0 | 44.6497 | 0 | 5.0413 | 0 | 0.47515 | 0 | 2.0051 | 0 | 0 | 0 | 0 | 0 | 0 | 0 | 0 | 0 | 0 | 0 | 0 | 0 | 10^3 m²
Building Insulation
Original state / not refurbished fraction of the envelope area
U-values of the original state
|  |  |  | Roof | [5 empty] | 0.3 |  | 0.2 |  | 0.16 |  | 0.6 |  | 0 |  | 0 |  | 0 |  | 0 |  | 0 |  | 0 |  | W/(m²K)
|  |  |  | Wall | [5 empty] | 0.7 |  | 0.4 |  | 0.35 |  | 1.4 |  | 0 |  | 0 |  | 0 |  | 0 |  | 0 |  | 0 |  | W/(m²K)
|  |  |  | Window | [5 empty] | 2.6 |  | 2.4 |  | 1.8 |  | 2.7 |  | 0 |  | 0 |  | 0 |  | 0 |  | 0 |  | 0 |  | W/(m²K)
|  |  |  | Floor | [5 empty] | 0.35 |  | 0.25 |  | 0.2 |  | 0.6 |  | 0 |  | 0 |  | 0 |  | 0 |  | 0 |  | 0 |  | W/(m²K)
Refubishments (averages)
Refurbished fraction of envelope areas
|  |  |  | Roof | [5 empty] | 0% |  | 0% |  | 0% |  | 0% |  | 0% |  | 0% |  | 0% |  | 0% |  | 0% |  | 0%
|  |  |  | Wall | [5 empty] | 0% |  | 0% |  | 0% |  | 0% |  | 0% |  | 0% |  | 0% |  | 0% |  | 0% |  | 0%
|  |  |  | Window | [5 empty] | 0% |  | 0% |  | 0% |  | 0% |  | 0% |  | 0% |  | 0% |  | 0% |  | 0% |  | 0%
|  |  |  | Floor | [5 empty] | 0% |  | 0% |  | 0% |  | 0% |  | 0% |  | 0% |  | 0% |  | 0% |  | 0% |  | 0%
|  |  |  | Total (indicative) | [5 empty] | 0% |  | 0% |  | 0% |  | 0% |  | 0% |  | 0% |  | 0% |  | 0% |  | 0% |  | 0%
U-values of the refurbished fraction (averages)
|  |  |  | Roof | [5 empty] | 0 |  | 0 |  | 0 |  | 0 |  | 0 |  | 0 |  | 0 |  | 0 |  | 0 |  | 0 |  | W/(m²K)
|  |  |  | Wall | [5 empty] | 0 |  | 0 |  | 0 |  | 0 |  | 0 |  | 0 |  | 0 |  | 0 |  | 0 |  | 0 |  | W/(m²K)
|  |  |  | Window | [5 empty] | 0 |  | 0 |  | 0 |  | 0 |  | 0 |  | 0 |  | 0 |  | 0 |  | 0 |  | 0 |  | W/(m²K)
|  |  |  | Floor | [5 empty] | 0 |  | 0 |  | 0 |  | 0 |  | 0 |  | 0 |  | 0 |  | 0 |  | 0 |  | 0 |  | W/(m²K)
Main Heat Supply Systems
Ventilation Systems with Heat Recovery
|  |  |  | Occurances | [5 empty] | 0% | 0% | 0% | 0% | 0% | 0% | 0% | 0% | 0% | 0% | 0% | 0% | 0% | 0% | 0% | 0% | 0% | 0% | 0% | 0%
Heating Systems
Occurances or Fractions of Produced Heat
|  |  | 1 | DH |  | TS |  |  | C | 40.63% | 0% | 40.2% | 0% | 0% | 0% | 94.78% | 0% |  | 0% |  | 0% |  | 0% |  | 0% |  | 0% |  | 0%
|  |  | 2 | Gas |  | B_NC |  |  | C | 40.76% | 0% | 59.8% | 0% | 56.22% | 0% | 5.225% | 0% |  | 0% |  | 0% |  | 0% |  | 0% |  | 0% |  | 0%
|  |  | 3 | Oil |  | B_NC |  |  | C | 18.62% | 0% | 0% | 0% | 43.78% | 0% | 0% | 0% |  | 0% |  | 0% |  | 0% |  | 0% |  | 0% |  | 0%
|  |  | 4 | [7 empty] | 0% |  | 0% |  | 0% |  | 0% |  | 0% |  | 0% |  | 0% |  | 0% |  | 0% |  | 0%
|  |  | 5 | [7 empty] | 0% |  | 0% |  | 0% |  | 0% |  | 0% |  | 0% |  | 0% |  | 0% |  | 0% |  | 0%
|  |  | 6 | [7 empty] | 0% |  | 0% |  | 0% |  | 0% |  | 0% |  | 0% |  | 0% |  | 0% |  | 0% |  | 0%
|  |  | 7 | [7 empty] | 0% |  | 0% |  | 0% |  | 0% |  | 0% |  | 0% |  | 0% |  | 0% |  | 0% |  | 0%
|  |  | 8 | [7 empty] | 0% |  | 0% |  | 0% |  | 0% |  | 0% |  | 0% |  | 0% |  | 0% |  | 0% |  | 0%
|  |  | 9 | [7 empty] | 0% |  | 0% |  | 0% |  | 0% |  | 0% |  | 0% |  | 0% |  | 0% |  | 0% |  | 0%
|  |  | 10 | [7 empty] | 0% |  | 0% |  | 0% |  | 0% |  | 0% |  | 0% |  | 0% |  | 0% |  | 0% |  | 0%
|  |  | 11 | [7 empty] | 0% |  | 0% |  | 0% |  | 0% |  | 0% |  | 0% |  | 0% |  | 0% |  | 0% |  | 0%
|  |  | 12 | [7 empty] | 0% |  | 0% |  | 0% |  | 0% |  | 0% |  | 0% |  | 0% |  | 0% |  | 0% |  | 0%
|  |  | 13 | [7 empty] | 0% |  | 0% |  | 0% |  | 0% |  | 0% |  | 0% |  | 0% |  | 0% |  | 0% |  | 0%
|  |  | 14 | [7 empty] | 0% |  | 0% |  | 0% |  | 0% |  | 0% |  | 0% |  | 0% |  | 0% |  | 0% |  | 0%
|  |  | 15 | [7 empty] | 0% |  | 0% |  | 0% |  | 0% |  | 0% |  | 0% |  | 0% |  | 0% |  | 0% |  | 0%
|  |  | 16 | [7 empty] | 0% |  | 0% |  | 0% |  | 0% |  | 0% |  | 0% |  | 0% |  | 0% |  | 0% |  | 0%
|  |  | 17 | [7 empty] | 0% |  | 0% |  | 0% |  | 0% |  | 0% |  | 0% |  | 0% |  | 0% |  | 0% |  | 0%
|  |  | 18 | [7 empty] | 0% |  | 0% |  | 0% |  | 0% |  | 0% |  | 0% |  | 0% |  | 0% |  | 0% |  | 0%
|  |  | 19 | [7 empty] | 0% |  | 0% |  | 0% |  | 0% |  | 0% |  | 0% |  | 0% |  | 0% |  | 0% |  | 0%
|  |  | 20 | [7 empty] | 0% |  | 0% |  | 0% |  | 0% |  | 0% |  | 0% |  | 0% |  | 0% |  | 0% |  | 0%
|  |  |  | Sum | [5 empty] | 100% | 0% | 100% | 0% | 100% | 0% | 100% | 0% |  | 0% |  | 0% |  | 0% |  | 0% |  | 0% |  | 0%
[5 empty] | thereof |  | central |  |  | 100% | 0% | 100% | 0% | 100% | 0% | 100% | 0% | 0% | 0% | 0% | 0% | 0% | 0% | 0% | 0% | 0% | 0% | 0% | 0%
[7 empty] | decentral |  |  | 0% | 0% | 0% | 0% | 0% | 0% | 0% | 0% | 0% | 0% | 0% | 0% | 0% | 0% | 0% | 0% | 0% | 0% | 0% | 0%
|  |  |  | Other Systems | [5 empty] | 0% | 0% | 0% | 0% | 0% | 0% | 0% | 0% |  | 0% |  | 0% |  | 0% |  | 0% |  | 0% |  | 0%
DHW Systems
Occurances or Fractions of Produced Heat
|  |  | 1 | DH |  | TS |  |  | C | 40.63% | 0% | 40.2% | 0% | 0% | 0% | 94.78% | 0% |  | 0% |  | 0% |  | 0% |  | 0% |  | 0% |  | 0%
|  |  | 2 | Gas |  | B_NC_CT |  |  | C | 40.76% | 0% | 59.8% | 0% | 56.22% | 0% | 5.225% | 0% |  | 0% |  | 0% |  | 0% |  | 0% |  | 0% |  | 0%
|  |  | 3 | Oil |  | B_NC_CT |  |  | C | 18.62% | 0% | 0% | 0% | 43.78% | 0% | 0% | 0% |  | 0% |  | 0% |  | 0% |  | 0% |  | 0% |  | 0%
|  |  | 4 | [7 empty] | 0% |  | 0% |  | 0% |  | 0% |  | 0% |  | 0% |  | 0% |  | 0% |  | 0% |  | 0%
|  |  | 5 | [7 empty] | 0% |  | 0% |  | 0% |  | 0% |  | 0% |  | 0% |  | 0% |  | 0% |  | 0% |  | 0%
|  |  | 6 | [7 empty] | 0% |  | 0% |  | 0% |  | 0% |  | 0% |  | 0% |  | 0% |  | 0% |  | 0% |  | 0%
|  |  | 7 | [7 empty] | 0% |  | 0% |  | 0% |  | 0% |  | 0% |  | 0% |  | 0% |  | 0% |  | 0% |  | 0%
|  |  | 8 | [7 empty] | 0% |  | 0% |  | 0% |  | 0% |  | 0% |  | 0% |  | 0% |  | 0% |  | 0% |  | 0%
|  |  | 9 | [7 empty] | 0% |  | 0% |  | 0% |  | 0% |  | 0% |  | 0% |  | 0% |  | 0% |  | 0% |  | 0%
|  |  | 10 | [7 empty] | 0% |  | 0% |  | 0% |  | 0% |  | 0% |  | 0% |  | 0% |  | 0% |  | 0% |  | 0%
|  |  | 11 | [7 empty] | 0% |  | 0% |  | 0% |  | 0% |  | 0% |  | 0% |  | 0% |  | 0% |  | 0% |  | 0%
|  |  | 12 | [7 empty] | 0% |  | 0% |  | 0% |  | 0% |  | 0% |  | 0% |  | 0% |  | 0% |  | 0% |  | 0%
|  |  | 13 | [7 empty] | 0% |  | 0% |  | 0% |  | 0% |  | 0% |  | 0% |  | 0% |  | 0% |  | 0% |  | 0%
|  |  | 14 | [7 empty] | 0% |  | 0% |  | 0% |  | 0% |  | 0% |  | 0% |  | 0% |  | 0% |  | 0% |  | 0%
|  |  | 15 | [7 empty] | 0% |  | 0% |  | 0% |  | 0% |  | 0% |  | 0% |  | 0% |  | 0% |  | 0% |  | 0%
|  |  | 16 | [7 empty] | 0% |  | 0% |  | 0% |  | 0% |  | 0% |  | 0% |  | 0% |  | 0% |  | 0% |  | 0%
|  |  | 17 | [7 empty] | 0% |  | 0% |  | 0% |  | 0% |  | 0% |  | 0% |  | 0% |  | 0% |  | 0% |  | 0%
|  |  | 18 | [7 empty] | 0% |  | 0% |  | 0% |  | 0% |  | 0% |  | 0% |  | 0% |  | 0% |  | 0% |  | 0%
|  |  | 19 | [7 empty] | 0% |  | 0% |  | 0% |  | 0% |  | 0% |  | 0% |  | 0% |  | 0% |  | 0% |  | 0%
|  |  | 20 | [7 empty] | 0% |  | 0% |  | 0% |  | 0% |  | 0% |  | 0% |  | 0% |  | 0% |  | 0% |  | 0%
|  |  |  | Sum | [5 empty] | 100% | 0% | 100% | 0% | 100% | 0% | 100% | 0% |  | 0% |  | 0% |  | 0% |  | 0% |  | 0% |  | 0%
[5 empty] | thereof |  | central |  |  | 100% | 0% | 100% | 0% | 100% | 0% | 100% | 0% | 0% | 0% | 0% | 0% | 0% | 0% | 0% | 0% | 0% | 0% | 0% | 0%
[7 empty] | decentral |  |  | 0% | 0% | 0% | 0% | 0% | 0% | 0% | 0% | 0% | 0% | 0% | 0% | 0% | 0% | 0% | 0% | 0% | 0% | 0% | 0%
|  |  |  | Other Systems | [5 empty] | 1.11e-14% | 0% | 0% | 0% | 0% | 0% | 0% | 0% |  | 0% |  | 0% |  | 0% |  | 0% |  | 0% |  | 0%
|  | Energy Balance | [16 empty] | All energy quantities in | MWh/a |  |  |  | Heating + DHW
[8 empty] | fuels related to |  |  | gross | 0% | calorific value
[28 empty] | Total |  | per m²
|  |  | Net heat need |  |  |  |  | 4874.8448 |  | 433.0448 |  | 47.128 |  | 198.9448 |  | 0 |  | 0 |  | 0 |  | 0 |  | 0 |  | 0 |  | 5553.9624 |  | 106.4563
|  |  | Produced heat |  |  |  |  | 5416.4942 |  | 481.1609 |  | 52.3644 |  | 221.0498 |  | 0 |  | 0 |  | 0 |  | 0 |  | 0 |  | 0 |  | 6171.0693 |  | 118.2848
|  |  | Gas |  |  |  | 1.087 | 2599.092 |  | 335.5251 |  | 36.4435 |  | 12.8652 |  | 0 |  | 0 |  | 0 |  | 0 |  | 0 |  | 0 |  | 2983.9258 |  | 57.1948
|  |  | Oil |  |  |  | 1.0526 | 1149.7389 |  | 0 |  | 27.4789 |  | 0 |  | 0 |  | 0 |  | 0 |  | 0 |  | 0 |  | 0 |  | 1177.2179 |  | 22.5645
|  |  | Coal |  |  |  | 1.0526 | 0 |  | 0 |  | 0 |  | 0 |  | 0 |  | 0 |  | 0 |  | 0 |  | 0 |  | 0 |  | 0 |  | 0
|  |  | Bio |  |  |  | 1.0526 | 0 |  | 0 |  | 0 |  | 0 |  | 0 |  | 0 |  | 0 |  | 0 |  | 0 |  | 0 |  | 0 |  | 0
|  |  | DH |  |  |  |  | 2383.706 |  | 207.496 |  | 0 |  | 214.6912 |  | 0 |  | 0 |  | 0 |  | 0 |  | 0 |  | 0 |  | 2805.8932 |  | 53.7823
|  |  | El |  |  |  |  | 0 |  | 0 |  | 0 |  | 0 |  | 0 |  | 0 |  | 0 |  | 0 |  | 0 |  | 0 |  | 0 |  | 0
|  |  | Other / not specified |  |  |  |  | 0 |  | 0 |  | 0 |  | 0 |  | 0 |  | 0 |  | 0 |  | 0 |  | 0 |  | 0 |  | 0 |  | 0
|  |  | Sum final energy |  |  |  |  | 6132.5369 |  | 543.0211 |  | 63.9224 |  | 227.5564 |  | 0 |  | 0 |  | 0 |  | 0 |  | 0 |  | 0 |  | 6967.0369 |  | 133.5416
|  |  | per m² |  |  |  |  | 137.3479 |  | 107.7134 |  | 134.531 |  | 113.486
|  |  | CHP electr. production |  |  |  |  | 0 |  | 0 |  | 0 |  | 0 |  | 0 |  | 0 |  | 0 |  | 0 |  | 0 |  | 0 |  | 0 |  | 0
| Version: |  | 2016-01-21
| TABULA Average Buildings | [29 empty] | EPISCOPE Monitoring Indicators
[5 empty] | Building Stock |  |  |  | DK | National |  |  | Danish residential building stock 2014 | [15 empty] | Year | 2015
[5 empty] | Details |  |  |  | SBi Model of the Danish residential building stock 2014 / Source: Synthesis Report N° 3 (2015) | Danish residential building stock 2014 | Danish residential building stock 2014 | Danish residential building stock 2014 | Danish residential building stock 2014 | Danish residential building stock 2014 | Danish residential building stock 2014 | Danish residential building stock 2014 | Danish residential building stock 2014 | Danish residential building stock 2014 | Danish residential building stock 2014 | Danish residential building stock 2014 | Danish residential building stock 2014 | Danish residential building stock 2014 | Danish residential building stock 2014 | Danish residential building stock 2014 | Danish residential building stock 2014 | Danish residential building stock 2014 | Danish residential building stock 2014 | Danish residential building stock 2014 | Danish residential building stock 2014 | Danish residential building stock 2014 | Danish residential building stock 2014
Annotations to this sheet
[10 empty] | 1 |  | 2 |  | 3 |  | 4 |  | 5 |  | 6 |  | 7 |  | 8 |  | 9 |  | 10
|  |  | Building type / label | [6 empty] | SFH I |  | SFH II |  | SFH III |  | MFH I |  | MFH II |  | MFH III
Building size category
Construction time band
|  | General Data | [5 empty] | Total
|  |  | Number of buildings |  |  |  |  | 1538.0728 | 0 | 1136.3363 | 0 | 207.3444 | 0 | 133.99 | 0 | 45.3929 | 0 | 8.954 | 0 | 6.0552 | 0 | 0 | 0 | 0 | 0 | 0 | 0 | 0 | 0 | 10^3
|  |  | Number of dwellings |  |  |  |  | 1526.284 | 0 | 1110.702 | 0 | 208.806 | 0 | 118.787 | 0 | 74.315 | 0 | 8.647 | 0 | 5.027 | 0 | 0 | 0 | 0 | 0 | 0 | 0 | 0 | 0 | 10^3
|  |  | Floor area national | [6 empty] | 161.5048 | 0 | 31.1479 | 0 | 21.3935 | 0 | 67.9835 | 0 | 7.9577 | 0 | 6.4593 | 0 | 0 | 0 | 0 | 0 | 0 | 0 | 0 | 0 | 10^6 m²
|  |  | Floor area TABULA |  |  |  |  | 251.9796 | 0 | 137.279 | 0 | 26.4757 | 0 | 18.1845 | 0 | 57.786 | 0 | 6.764 | 0 | 5.4904 | 0 | 0 | 0 | 0 | 0 | 0 | 0 | 0 | 0 | 10^6 m²
Building Insulation
Original state / not refurbished fraction of the envelope area
U-values of the original state
|  |  |  | Roof | [5 empty] | 0.3 |  | 0.2 |  | 0.16 |  | 0.6 |  | 0.2 |  | 0.15 |  | 0 |  | 0 |  | 0 |  | 0 |  | W/(m²K)
|  |  |  | Wall | [5 empty] | 0.7 |  | 0.4 |  | 0.35 |  | 1.4 |  | 0.4 |  | 0.2 |  | 0 |  | 0 |  | 0 |  | 0 |  | W/(m²K)
|  |  |  | Window | [5 empty] | 2.6 |  | 2.4 |  | 1.8 |  | 2.7 |  | 2.5 |  | 1.8 |  | 0 |  | 0 |  | 0 |  | 0 |  | W/(m²K)
|  |  |  | Floor | [5 empty] | 0.35 |  | 0.25 |  | 0.2 |  | 0.6 |  | 0.25 |  | 0.2 |  | 0 |  | 0 |  | 0 |  | 0 |  | W/(m²K)
Refubishments (averages)
Refurbished fraction of envelope areas
|  |  |  | Roof | [5 empty] | 0% |  | 0% |  | 0% |  | 0% |  | 0% |  | 0% |  | 0% |  | 0% |  | 0% |  | 0%
|  |  |  | Wall | [5 empty] | 0% |  | 0% |  | 0% |  | 0% |  | 0% |  | 0% |  | 0% |  | 0% |  | 0% |  | 0%
|  |  |  | Window | [5 empty] | 0% |  | 0% |  | 0% |  | 0% |  | 0% |  | 0% |  | 0% |  | 0% |  | 0% |  | 0%
|  |  |  | Floor | [5 empty] | 0% |  | 0% |  | 0% |  | 0% |  | 0% |  | 0% |  | 0% |  | 0% |  | 0% |  | 0%
|  |  |  | Total (indicative) | [5 empty] | 0% |  | 0% |  | 0% |  | 0% |  | 0% |  | 0% |  | 0% |  | 0% |  | 0% |  | 0%
U-values of the refurbished fraction (averages)
|  |  |  | Roof | [5 empty] | 0 |  | 0 |  | 0 |  | 0 |  | 0 |  | 0 |  | 0 |  | 0 |  | 0 |  | 0 |  | W/(m²K)
|  |  |  | Wall | [5 empty] | 0 |  | 0 |  | 0 |  | 0 |  | 0 |  | 0 |  | 0 |  | 0 |  | 0 |  | 0 |  | W/(m²K)
|  |  |  | Window | [5 empty] | 0 |  | 0 |  | 0 |  | 0 |  | 0 |  | 0 |  | 0 |  | 0 |  | 0 |  | 0 |  | W/(m²K)
|  |  |  | Floor | [5 empty] | 0 |  | 0 |  | 0 |  | 0 |  | 0 |  | 0 |  | 0 |  | 0 |  | 0 |  | 0 |  | W/(m²K)
Main Heat Supply Systems
Ventilation Systems with Heat Recovery
|  |  |  | Occurances | [5 empty] | 0% | 0% | 0% | 0% | 0% | 0% | 0% | 0% | 0% | 0% | 0% | 0% | 0% | 0% | 0% | 0% | 0% | 0% | 0% | 0%
Heating Systems
Occurances or Fractions of Produced Heat
|  |  | 1 | DH |  | TS |  |  | C | 34.59% | 0% | 34.59% | 0% | 34.59% | 0% | 84.78% | 0% | 84.78% | 0% | 84.78% | 0% |  | 0% |  | 0% |  | 0% |  | 0%
|  |  | 2 | Gas |  | B_NC |  |  | C | 21.58% | 0% | 21.58% | 0% | 21.58% | 0% | 10.07% | 0% | 10.07% | 0% | 10.07% | 0% |  | 0% |  | 0% |  | 0% |  | 0%
|  |  | 3 | Oil |  | B_NC |  |  | C | 9.584% | 0% | 9.584% | 0% | 9.584% | 0% | 2.416% | 0% | 2.416% | 0% | 2.416% | 0% |  | 0% |  | 0% |  | 0% |  | 0%
|  |  | 4 | Bio |  | Stove_S |  |  | C | 25.37% | 0% | 25.37% | 0% | 25.37% | 0% | 0% | 0% | 0% | 0% | 0% | 0% |  | 0% |  | 0% |  | 0% |  | 0%
|  |  | 5 | El |  | HP_Ground |  |  | C | 8.445% | 0% | 8.445% | 0% | 8.445% | 0% | 2.512% | 0% | 2.512% | 0% | 2.512% | 0% |  | 0% |  | 0% |  | 0% |  | 0%
|  |  | 6 | - |  | Solar |  |  | C | 0.4238% | 0% | 0.4238% | 0% | 0.4238% | 0% | 0.2122% | 0% | 0.2122% | 0% | 0.2122% | 0% |  | 0% |  | 0% |  | 0% |  | 0%
|  |  | 7 | [7 empty] | 0% |  | 0% |  | 0% |  | 0% |  | 0% |  | 0% |  | 0% |  | 0% |  | 0% |  | 0%
|  |  | 8 | [7 empty] | 0% |  | 0% |  | 0% |  | 0% |  | 0% |  | 0% |  | 0% |  | 0% |  | 0% |  | 0%
|  |  | 9 | [7 empty] | 0% |  | 0% |  | 0% |  | 0% |  | 0% |  | 0% |  | 0% |  | 0% |  | 0% |  | 0%
|  |  | 10 | [7 empty] | 0% |  | 0% |  | 0% |  | 0% |  | 0% |  | 0% |  | 0% |  | 0% |  | 0% |  | 0%
|  |  | 11 | [7 empty] | 0% |  | 0% |  | 0% |  | 0% |  | 0% |  | 0% |  | 0% |  | 0% |  | 0% |  | 0%
|  |  | 12 | [7 empty] | 0% |  | 0% |  | 0% |  | 0% |  | 0% |  | 0% |  | 0% |  | 0% |  | 0% |  | 0%
|  |  | 13 | [7 empty] | 0% |  | 0% |  | 0% |  | 0% |  | 0% |  | 0% |  | 0% |  | 0% |  | 0% |  | 0%
|  |  | 14 | [7 empty] | 0% |  | 0% |  | 0% |  | 0% |  | 0% |  | 0% |  | 0% |  | 0% |  | 0% |  | 0%
|  |  | 15 | [7 empty] | 0% |  | 0% |  | 0% |  | 0% |  | 0% |  | 0% |  | 0% |  | 0% |  | 0% |  | 0%
|  |  | 16 | [7 empty] | 0% |  | 0% |  | 0% |  | 0% |  | 0% |  | 0% |  | 0% |  | 0% |  | 0% |  | 0%
|  |  | 17 | [7 empty] | 0% |  | 0% |  | 0% |  | 0% |  | 0% |  | 0% |  | 0% |  | 0% |  | 0% |  | 0%
|  |  | 18 | [7 empty] | 0% |  | 0% |  | 0% |  | 0% |  | 0% |  | 0% |  | 0% |  | 0% |  | 0% |  | 0%
|  |  | 19 | [7 empty] | 0% |  | 0% |  | 0% |  | 0% |  | 0% |  | 0% |  | 0% |  | 0% |  | 0% |  | 0%
|  |  | 20 | [7 empty] | 0% |  | 0% |  | 0% |  | 0% |  | 0% |  | 0% |  | 0% |  | 0% |  | 0% |  | 0%
|  |  |  | Sum | [5 empty] | 99.99% | 0% | 99.99% | 0% | 99.99% | 0% | 99.99% | 0% | 99.99% | 0% | 99.99% | 0% |  | 0% |  | 0% |  | 0% |  | 0%
[5 empty] | thereof |  | central |  |  | 99.99% | 0% | 99.99% | 0% | 99.99% | 0% | 99.99% | 0% | 99.99% | 0% | 99.99% | 0% | 0% | 0% | 0% | 0% | 0% | 0% | 0% | 0%
[7 empty] | decentral |  |  | 0% | 0% | 0% | 0% | 0% | 0% | 0% | 0% | 0% | 0% | 0% | 0% | 0% | 0% | 0% | 0% | 0% | 0% | 0% | 0%
|  |  |  | Other Systems | [5 empty] | 0.006981% | 0% | 0.006981% | 0% | 0.006981% | 0% | 0.01224% | 0% | 0.01224% | 0% | 0.01224% | 0% |  | 0% |  | 0% |  | 0% |  | 0%
DHW Systems
Occurances or Fractions of Produced Heat
|  |  | 1 | DH |  | TS |  |  | C | 34.59% | 0% | 34.59% | 0% | 34.59% | 0% | 85.31% | 0% | 85.31% | 0% | 85.31% | 0% |  | 0% |  | 0% |  | 0% |  | 0%
|  |  | 2 | Gas |  | B_NC_CT |  |  | C | 21.58% | 0% | 21.58% | 0% | 21.58% | 0% | 10.34% | 0% | 10.34% | 0% | 10.34% | 0% |  | 0% |  | 0% |  | 0% |  | 0%
|  |  | 3 | Oil |  | B_NC_CT |  |  | C | 9.584% | 0% | 9.584% | 0% | 9.584% | 0% | 2.86% | 0% | 2.86% | 0% | 2.86% | 0% |  | 0% |  | 0% |  | 0% |  | 0%
|  |  | 4 | Bio |  | E |  |  | C | 25.37% | 0% | 25.37% | 0% | 25.37% | 0% | 0% | 0% | 0% | 0% | 0% | 0% |  | 0% |  | 0% |  | 0% |  | 0%
|  |  | 5 | El |  | E |  |  | C | 8.445% | 0% | 8.445% | 0% | 8.445% | 0% | 1.264% | 0% | 1.264% | 0% | 1.264% | 0% |  | 0% |  | 0% |  | 0% |  | 0%
|  |  | 6 | - |  | Solar |  |  | C | 0.4238% | 0% | 0.4238% | 0% | 0.4238% | 0% | 0.2136% | 0% | 0.2136% | 0% | 0.2136% | 0% |  | 0% |  | 0% |  | 0% |  | 0%
|  |  | 7 | [7 empty] | 0% |  | 0% |  | 0% |  | 0% |  | 0% |  | 0% |  | 0% |  | 0% |  | 0% |  | 0%
|  |  | 8 | [7 empty] | 0% |  | 0% |  | 0% |  | 0% |  | 0% |  | 0% |  | 0% |  | 0% |  | 0% |  | 0%
|  |  | 9 | [7 empty] | 0% |  | 0% |  | 0% |  | 0% |  | 0% |  | 0% |  | 0% |  | 0% |  | 0% |  | 0%
|  |  | 10 | [7 empty] | 0% |  | 0% |  | 0% |  | 0% |  | 0% |  | 0% |  | 0% |  | 0% |  | 0% |  | 0%
|  |  | 11 | [7 empty] | 0% |  | 0% |  | 0% |  | 0% |  | 0% |  | 0% |  | 0% |  | 0% |  | 0% |  | 0%
|  |  | 12 | [7 empty] | 0% |  | 0% |  | 0% |  | 0% |  | 0% |  | 0% |  | 0% |  | 0% |  | 0% |  | 0%
|  |  | 13 | [7 empty] | 0% |  | 0% |  | 0% |  | 0% |  | 0% |  | 0% |  | 0% |  | 0% |  | 0% |  | 0%
|  |  | 14 | [7 empty] | 0% |  | 0% |  | 0% |  | 0% |  | 0% |  | 0% |  | 0% |  | 0% |  | 0% |  | 0%
|  |  | 15 | [7 empty] | 0% |  | 0% |  | 0% |  | 0% |  | 0% |  | 0% |  | 0% |  | 0% |  | 0% |  | 0%
|  |  | 16 | [7 empty] | 0% |  | 0% |  | 0% |  | 0% |  | 0% |  | 0% |  | 0% |  | 0% |  | 0% |  | 0%
|  |  | 17 | [7 empty] | 0% |  | 0% |  | 0% |  | 0% |  | 0% |  | 0% |  | 0% |  | 0% |  | 0% |  | 0%
|  |  | 18 | [7 empty] | 0% |  | 0% |  | 0% |  | 0% |  | 0% |  | 0% |  | 0% |  | 0% |  | 0% |  | 0%
|  |  | 19 | [7 empty] | 0% |  | 0% |  | 0% |  | 0% |  | 0% |  | 0% |  | 0% |  | 0% |  | 0% |  | 0%
|  |  | 20 | [7 empty] | 0% |  | 0% |  | 0% |  | 0% |  | 0% |  | 0% |  | 0% |  | 0% |  | 0% |  | 0%
|  |  |  | Sum | [5 empty] | 99.99% | 0% | 99.99% | 0% | 99.99% | 0% | 99.98% | 0% | 99.98% | 0% | 99.98% | 0% |  | 0% |  | 0% |  | 0% |  | 0%
[5 empty] | thereof |  | central |  |  | 99.99% | 0% | 99.99% | 0% | 99.99% | 0% | 99.98% | 0% | 99.98% | 0% | 99.98% | 0% | 0% | 0% | 0% | 0% | 0% | 0% | 0% | 0%
[7 empty] | decentral |  |  | 0% | 0% | 0% | 0% | 0% | 0% | 0% | 0% | 0% | 0% | 0% | 0% | 0% | 0% | 0% | 0% | 0% | 0% | 0% | 0%
|  |  |  | Other Systems | [5 empty] | 0.006981% | 0% | 0.006981% | 0% | 0.006981% | 0% | 0.01642% | 0% | 0.01642% | 0% | 0.01642% | 0% |  | 0% |  | 0% |  | 0% |  | 0%
|  | Energy Balance | [16 empty] | All energy quantities in | GWh/a |  |  |  | Heating + DHW
[8 empty] | fuels related to |  |  | gross | 0% | calorific value
[28 empty] | Total |  | per m²
|  |  | Net heat need |  |  |  |  | 22491.4304 |  | 2940.2782 |  | 1483.9127 |  | 9139.4347 |  | 788.9333 |  | 439.9898 |  | 0 |  | 0 |  | 0 |  | 0 |  | 37283.9792 |  | 147.9643
|  |  | Produced heat |  |  |  |  | 24767.9528 |  | 3237.8852 |  | 1634.1103 |  | 10064.5031 |  | 868.787 |  | 484.5244 |  | 0 |  | 0 |  | 0 |  | 0 |  | 41057.7629 |  | 162.9408
|  |  | Gas |  |  |  | 1.087 | 5723.7308 |  | 748.2566 |  | 377.6335 |  | 1123.7685 |  | 97.0058 |  | 54.1004 |  | 0 |  | 0 |  | 0 |  | 0 |  | 8124.4955 |  | 32.2427
|  |  | Oil |  |  |  | 1.0526 | 2461.9304 |  | 321.8453 |  | 162.4303 |  | 301.0988 |  | 25.9914 |  | 14.4955 |  | 0 |  | 0 |  | 0 |  | 0 |  | 3287.7916 |  | 13.0478
|  |  | Coal |  |  |  | 1.0526 | 0 |  | 0 |  | 0 |  | 0 |  | 0 |  | 0 |  | 0 |  | 0 |  | 0 |  | 0 |  | 0 |  | 0
|  |  | Bio |  |  |  | 1.0526 | 6517.6169 |  | 852.0404 |  | 430.0115 |  | 0 |  | 0 |  | 0 |  | 0 |  | 0 |  | 0 |  | 0 |  | 7799.6688 |  | 30.9536
|  |  | DH |  |  |  |  | 8440.1195 |  | 1103.3669 |  | 556.8521 |  | 8532.8769 |  | 736.5741 |  | 410.789 |  | 0 |  | 0 |  | 0 |  | 0 |  | 19780.5784 |  | 78.5007
|  |  | El |  |  |  |  | 2060.6789 |  | 269.3901 |  | 135.957 |  | 126.4212 |  | 10.9129 |  | 6.0862 |  | 0 |  | 0 |  | 0 |  | 0 |  | 2609.4463 |  | 10.3558
|  |  | Other / not specified |  |  |  |  | 103.4258 |  | 13.5207 |  | 6.8237 |  | 21.3615 |  | 1.844 |  | 1.0284 |  | 0 |  | 0 |  | 0 |  | 0 |  | 148.0041 |  | 0.58737
|  |  | Sum final energy |  |  |  |  | 25307.5022 |  | 3308.4199 |  | 1669.7081 |  | 10105.5269 |  | 872.3282 |  | 486.4994 |  | 0 |  | 0 |  | 0 |  | 0 |  | 41749.9847 |  | 165.6879
|  |  | per m² |  |  |  |  | 184.3508 |  | 124.9607 |  | 91.8205 |  | 174.8786 |  | 128.9655 |  | 88.6091
|  |  | CHP electr. production |  |  |  |  | 0 |  | 0 |  | 0 |  | 0 |  | 0 |  | 0 |  | 0 |  | 0 |  | 0 |  | 0 |  | 0 |  | 0
| Version: |  | 2016-01-21
| TABULA Average Buildings | [29 empty] | EPISCOPE Monitoring Indicators
[5 empty] | Building Stock |  |  |  | ES | Regional |  |  | Comunidad Valenciana housing stock | [15 empty] | Year | 2015
[5 empty] | Details |  |  |  | Comunidad Valenciana housing stock, IVE model | Comunidad Valenciana housing stock | Comunidad Valenciana housing stock | Comunidad Valenciana housing stock | Comunidad Valenciana housing stock | Comunidad Valenciana housing stock | Comunidad Valenciana housing stock | Comunidad Valenciana housing stock | Comunidad Valenciana housing stock | Comunidad Valenciana housing stock | Comunidad Valenciana housing stock | Comunidad Valenciana housing stock | Comunidad Valenciana housing stock | Comunidad Valenciana housing stock | Comunidad Valenciana housing stock | Comunidad Valenciana housing stock | Comunidad Valenciana housing stock | Comunidad Valenciana housing stock | Comunidad Valenciana housing stock | Comunidad Valenciana housing stock | Comunidad Valenciana housing stock | Comunidad Valenciana housing stock | Comunidad Valenciana housing stock
Annotations to this sheet
[10 empty] | 1 |  | 2 |  | 3 |  | 4 |  | 5 |  | 6 |  | 7 |  | 8 |  | 9 |  | 10
Building type / label
Building size category
Construction time band
|  | General Data | [5 empty] | Total
|  |  | Number of buildings |  |  |  |  | 47934.9377 | 0 | 17224.5817 | 0 | 25432.2611 | 0 | 2879.1272 | 0 | 2398.9677 | 0 | 0 | 0 | 0 | 0 | 0 | 0 | 0 | 0 | 0 | 0 | 0 | 0 | 10^0
|  |  | Number of dwellings |  |  |  |  | 692641 | 0 | 248345 | 0 | 366890 | 0 | 38685 | 0 | 38721 | 0 | 0 | 0 | 0 | 0 | 0 | 0 | 0 | 0 | 0 | 0 | 0 | 0 | 10^0
|  |  | Floor area national | [6 empty] | 18.2534 | 0 | 34.6711 | 0 | 2.7079 | 0 | 3.2526 | 0 | 0 | 0 | 0 | 0 | 0 | 0 | 0 | 0 | 0 | 0 | 0 | 0 | 10^6 m²
|  |  | Floor area TABULA |  |  |  |  | 64.7735 | 0 | 20.0787 | 0 | 38.1382 | 0 | 2.9787 | 0 | 3.5778 | 0 | 0 | 0 | 0 | 0 | 0 | 0 | 0 | 0 | 0 | 0 | 0 | 0 | 10^6 m²
Building Insulation
Original state / not refurbished fraction of the envelope area
U-values of the original state
|  |  |  | Roof | [5 empty] | 1.92 |  | 1.92 |  | 1.92 |  | 1.92 |  | 0 |  | 0 |  | 0 |  | 0 |  | 0 |  | 0 |  | W/(m²K)
|  |  |  | Wall | [5 empty] | 2.2625 |  | 2.2604 |  | 1.6627 |  | 1.6627 |  | 0 |  | 0 |  | 0 |  | 0 |  | 0 |  | 0 |  | W/(m²K)
|  |  |  | Window | [5 empty] | 5.7 |  | 5.7 |  | 5.7 |  | 5.7 |  | 0 |  | 0 |  | 0 |  | 0 |  | 0 |  | 0 |  | W/(m²K)
|  |  |  | Floor | [5 empty] | 2.06 |  | 2.06 |  | 1.43 |  | 1.43 |  | 0 |  | 0 |  | 0 |  | 0 |  | 0 |  | 0 |  | W/(m²K)
Refubishments (averages)
Refurbished fraction of envelope areas
|  |  |  | Roof | [5 empty] | 0% |  | 0% |  | 0% |  | 0% |  | 0% |  | 0% |  | 0% |  | 0% |  | 0% |  | 0%
|  |  |  | Wall | [5 empty] | 0% |  | 0% |  | 0% |  | 0% |  | 0% |  | 0% |  | 0% |  | 0% |  | 0% |  | 0%
|  |  |  | Window | [5 empty] | 0% |  | 0% |  | 0% |  | 0% |  | 0% |  | 0% |  | 0% |  | 0% |  | 0% |  | 0%
|  |  |  | Floor | [5 empty] | 0% |  | 0% |  | 0% |  | 0% |  | 0% |  | 0% |  | 0% |  | 0% |  | 0% |  | 0%
|  |  |  | Total (indicative) | [5 empty] | 0% |  | 0% |  | 0% |  | 0% |  | 0% |  | 0% |  | 0% |  | 0% |  | 0% |  | 0%
U-values of the refurbished fraction (averages)
|  |  |  | Roof | [5 empty] | 0 |  | 0 |  | 0 |  | 0 |  | 0 |  | 0 |  | 0 |  | 0 |  | 0 |  | 0 |  | W/(m²K)
|  |  |  | Wall | [5 empty] | 0 |  | 0 |  | 0 |  | 0 |  | 0 |  | 0 |  | 0 |  | 0 |  | 0 |  | 0 |  | W/(m²K)
|  |  |  | Window | [5 empty] | 0 |  | 0 |  | 0 |  | 0 |  | 0 |  | 0 |  | 0 |  | 0 |  | 0 |  | 0 |  | W/(m²K)
|  |  |  | Floor | [5 empty] | 0 |  | 0 |  | 0 |  | 0 |  | 0 |  | 0 |  | 0 |  | 0 |  | 0 |  | 0 |  | W/(m²K)
Main Heat Supply Systems
Ventilation Systems with Heat Recovery
|  |  |  | Occurances | [5 empty] | 0% | 0% | 0% | 0% | 0% | 0% | 0% | 0% | 0% | 0% | 0% | 0% | 0% | 0% | 0% | 0% | 0% | 0% | 0% | 0%
Heating Systems
Occurances or Fractions of Produced Heat
|  |  | 1 | Oil |  | B_NC |  |  | D | 2.773% | 0% | 2.773% | 0% | 2.773% | 0% | 2.773% | 0% |  | 0% |  | 0% |  | 0% |  | 0% |  | 0% |  | 0%
|  |  | 2 | Gas |  | Stove_L |  |  | D | 23.21% | 0% | 23.21% | 0% | 23.21% | 0% | 23.21% | 0% |  | 0% |  | 0% |  | 0% |  | 0% |  | 0% |  | 0%
|  |  | 3 | Gas |  | B_NC |  |  | D | 17.33% | 0% | 17.33% | 0% | 17.33% | 0% | 17.33% | 0% |  | 0% |  | 0% |  | 0% |  | 0% |  | 0% |  | 0%
|  |  | 4 | El |  | E_SH |  |  | D | 23.19% | 0% | 23.19% | 0% | 23.19% | 0% | 23.19% | 0% |  | 0% |  | 0% |  | 0% |  | 0% |  | 0% |  | 0%
|  |  | 5 | El |  | HP_Air |  |  | D | 33.49% | 0% | 33.49% | 0% | 33.49% | 0% | 33.49% | 0% |  | 0% |  | 0% |  | 0% |  | 0% |  | 0% |  | 0%
|  |  | 6 | [7 empty] | 0% |  | 0% |  | 0% |  | 0% |  | 0% |  | 0% |  | 0% |  | 0% |  | 0% |  | 0%
|  |  | 7 | [7 empty] | 0% |  | 0% |  | 0% |  | 0% |  | 0% |  | 0% |  | 0% |  | 0% |  | 0% |  | 0%
|  |  | 8 | [7 empty] | 0% |  | 0% |  | 0% |  | 0% |  | 0% |  | 0% |  | 0% |  | 0% |  | 0% |  | 0%
|  |  | 9 | [7 empty] | 0% |  | 0% |  | 0% |  | 0% |  | 0% |  | 0% |  | 0% |  | 0% |  | 0% |  | 0%
|  |  | 10 | [7 empty] | 0% |  | 0% |  | 0% |  | 0% |  | 0% |  | 0% |  | 0% |  | 0% |  | 0% |  | 0%
|  |  | 11 | [7 empty] | 0% |  | 0% |  | 0% |  | 0% |  | 0% |  | 0% |  | 0% |  | 0% |  | 0% |  | 0%
|  |  | 12 | [7 empty] | 0% |  | 0% |  | 0% |  | 0% |  | 0% |  | 0% |  | 0% |  | 0% |  | 0% |  | 0%
|  |  | 13 | [7 empty] | 0% |  | 0% |  | 0% |  | 0% |  | 0% |  | 0% |  | 0% |  | 0% |  | 0% |  | 0%
|  |  | 14 | [7 empty] | 0% |  | 0% |  | 0% |  | 0% |  | 0% |  | 0% |  | 0% |  | 0% |  | 0% |  | 0%
|  |  | 15 | [7 empty] | 0% |  | 0% |  | 0% |  | 0% |  | 0% |  | 0% |  | 0% |  | 0% |  | 0% |  | 0%
|  |  | 16 | [7 empty] | 0% |  | 0% |  | 0% |  | 0% |  | 0% |  | 0% |  | 0% |  | 0% |  | 0% |  | 0%
|  |  | 17 | [7 empty] | 0% |  | 0% |  | 0% |  | 0% |  | 0% |  | 0% |  | 0% |  | 0% |  | 0% |  | 0%
|  |  | 18 | [7 empty] | 0% |  | 0% |  | 0% |  | 0% |  | 0% |  | 0% |  | 0% |  | 0% |  | 0% |  | 0%
|  |  | 19 | [7 empty] | 0% |  | 0% |  | 0% |  | 0% |  | 0% |  | 0% |  | 0% |  | 0% |  | 0% |  | 0%
|  |  | 20 | [7 empty] | 0% |  | 0% |  | 0% |  | 0% |  | 0% |  | 0% |  | 0% |  | 0% |  | 0% |  | 0%
|  |  |  | Sum | [5 empty] | 100% | 0% | 100% | 0% | 100% | 0% | 100% | 0% |  | 0% |  | 0% |  | 0% |  | 0% |  | 0% |  | 0%
[5 empty] | thereof |  | central |  |  | 0% | 0% | 0% | 0% | 0% | 0% | 0% | 0% | 0% | 0% | 0% | 0% | 0% | 0% | 0% | 0% | 0% | 0% | 0% | 0%
[7 empty] | decentral |  |  | 100% | 0% | 100% | 0% | 100% | 0% | 100% | 0% | 0% | 0% | 0% | 0% | 0% | 0% | 0% | 0% | 0% | 0% | 0% | 0%
|  |  |  | Other Systems | [5 empty] | 0% | 0% | 0% | 0% | 0% | 0% | 0% | 0% |  | 0% |  | 0% |  | 0% |  | 0% |  | 0% |  | 0%
DHW Systems
Occurances or Fractions of Produced Heat
|  |  | 1 | Gas |  | B_NC |  |  | D | 100% | 0% | 100% | 0% | 100% | 0% | 100% | 0% |  | 0% |  | 0% |  | 0% |  | 0% |  | 0% |  | 0%
|  |  | 2 | [7 empty] | 0% |  | 0% |  | 0% |  | 0% |  | 0% |  | 0% |  | 0% |  | 0% |  | 0% |  | 0%
|  |  | 3 | [7 empty] | 0% |  | 0% |  | 0% |  | 0% |  | 0% |  | 0% |  | 0% |  | 0% |  | 0% |  | 0%
|  |  | 4 | [7 empty] | 0% |  | 0% |  | 0% |  | 0% |  | 0% |  | 0% |  | 0% |  | 0% |  | 0% |  | 0%
|  |  | 5 | [7 empty] | 0% |  | 0% |  | 0% |  | 0% |  | 0% |  | 0% |  | 0% |  | 0% |  | 0% |  | 0%
|  |  | 6 | [7 empty] | 0% |  | 0% |  | 0% |  | 0% |  | 0% |  | 0% |  | 0% |  | 0% |  | 0% |  | 0%
|  |  | 7 | [7 empty] | 0% |  | 0% |  | 0% |  | 0% |  | 0% |  | 0% |  | 0% |  | 0% |  | 0% |  | 0%
|  |  | 8 | [7 empty] | 0% |  | 0% |  | 0% |  | 0% |  | 0% |  | 0% |  | 0% |  | 0% |  | 0% |  | 0%
|  |  | 9 | [7 empty] | 0% |  | 0% |  | 0% |  | 0% |  | 0% |  | 0% |  | 0% |  | 0% |  | 0% |  | 0%
|  |  | 10 | [7 empty] | 0% |  | 0% |  | 0% |  | 0% |  | 0% |  | 0% |  | 0% |  | 0% |  | 0% |  | 0%
|  |  | 11 | [7 empty] | 0% |  | 0% |  | 0% |  | 0% |  | 0% |  | 0% |  | 0% |  | 0% |  | 0% |  | 0%
|  |  | 12 | [7 empty] | 0% |  | 0% |  | 0% |  | 0% |  | 0% |  | 0% |  | 0% |  | 0% |  | 0% |  | 0%
|  |  | 13 | [7 empty] | 0% |  | 0% |  | 0% |  | 0% |  | 0% |  | 0% |  | 0% |  | 0% |  | 0% |  | 0%
|  |  | 14 | [7 empty] | 0% |  | 0% |  | 0% |  | 0% |  | 0% |  | 0% |  | 0% |  | 0% |  | 0% |  | 0%
|  |  | 15 | [7 empty] | 0% |  | 0% |  | 0% |  | 0% |  | 0% |  | 0% |  | 0% |  | 0% |  | 0% |  | 0%
|  |  | 16 | [7 empty] | 0% |  | 0% |  | 0% |  | 0% |  | 0% |  | 0% |  | 0% |  | 0% |  | 0% |  | 0%
|  |  | 17 | [7 empty] | 0% |  | 0% |  | 0% |  | 0% |  | 0% |  | 0% |  | 0% |  | 0% |  | 0% |  | 0%
|  |  | 18 | [7 empty] | 0% |  | 0% |  | 0% |  | 0% |  | 0% |  | 0% |  | 0% |  | 0% |  | 0% |  | 0%
|  |  | 19 | [7 empty] | 0% |  | 0% |  | 0% |  | 0% |  | 0% |  | 0% |  | 0% |  | 0% |  | 0% |  | 0%
|  |  | 20 | [7 empty] | 0% |  | 0% |  | 0% |  | 0% |  | 0% |  | 0% |  | 0% |  | 0% |  | 0% |  | 0%
|  |  |  | Sum | [5 empty] | 100% | 0% | 100% | 0% | 100% | 0% | 100% | 0% |  | 0% |  | 0% |  | 0% |  | 0% |  | 0% |  | 0%
[5 empty] | thereof |  | central |  |  | 0% | 0% | 0% | 0% | 0% | 0% | 0% | 0% | 0% | 0% | 0% | 0% | 0% | 0% | 0% | 0% | 0% | 0% | 0% | 0%
[7 empty] | decentral |  |  | 100% | 0% | 100% | 0% | 100% | 0% | 100% | 0% | 0% | 0% | 0% | 0% | 0% | 0% | 0% | 0% | 0% | 0% | 0% | 0%
|  |  |  | Other Systems | [5 empty] | 0% | 0% | 0% | 0% | 0% | 0% | 0% | 0% |  | 0% |  | 0% |  | 0% |  | 0% |  | 0% |  | 0%
|  | Energy Balance | [16 empty] | All energy quantities in | GWh/a |  |  |  | Heating + DHW
[8 empty] | fuels related to |  |  | gross | 0% | calorific value
[28 empty] | Total |  | per m²
|  |  | Net heat need |  |  |  |  | 2568.9849 |  | 3355.6686 |  | 235.4876 |  | 203.1439 |  | 0 |  | 0 |  | 0 |  | 0 |  | 0 |  | 0 |  | 6363.285 |  | 98.239
|  |  | Produced heat |  |  |  |  | 560.1985 |  | 827.6037 |  | 87.2628 |  | 87.344 |  | 0 |  | 0 |  | 0 |  | 0 |  | 0 |  | 0 |  | 1562.409 |  | 24.1211
|  |  | Gas |  |  |  | 1 | 444.1509 |  | 656.1618 |  | 69.1859 |  | 69.2503 |  | 0 |  | 0 |  | 0 |  | 0 |  | 0 |  | 0 |  | 1238.7489 |  | 19.1243
|  |  | Oil |  |  |  | 1 | 16.2176 |  | 23.9589 |  | 2.5262 |  | 2.5286 |  | 0 |  | 0 |  | 0 |  | 0 |  | 0 |  | 0 |  | 45.2313 |  | 0.6983
|  |  | Coal |  |  |  | 1 | 0 |  | 0 |  | 0 |  | 0 |  | 0 |  | 0 |  | 0 |  | 0 |  | 0 |  | 0 |  | 0 |  | 0
|  |  | Bio |  |  |  | 1 | 0 |  | 0 |  | 0 |  | 0 |  | 0 |  | 0 |  | 0 |  | 0 |  | 0 |  | 0 |  | 0 |  | 0
|  |  | DH |  |  |  |  | 0 |  | 0 |  | 0 |  | 0 |  | 0 |  | 0 |  | 0 |  | 0 |  | 0 |  | 0 |  | 0 |  | 0
|  |  | El |  |  |  |  | 486.1855 |  | 718.2612 |  | 75.7337 |  | 75.8042 |  | 0 |  | 0 |  | 0 |  | 0 |  | 0 |  | 0 |  | 1355.9846 |  | 20.9343
|  |  | Other / not specified |  |  |  |  | 0 |  | 0 |  | 0 |  | 0 |  | 0 |  | 0 |  | 0 |  | 0 |  | 0 |  | 0 |  | 0 |  | 0
|  |  | Sum final energy |  |  |  |  | 946.5539 |  | 1398.3819 |  | 147.4458 |  | 147.5831 |  | 0 |  | 0 |  | 0 |  | 0 |  | 0 |  | 0 |  | 2639.9648 |  | 40.7569
|  |  | per m² |  |  |  |  | 47.1422 |  | 36.6662 |  | 49.4993 |  | 41.2494
|  |  | CHP electr. production |  |  |  |  | 0 |  | 0 |  | 0 |  | 0 |  | 0 |  | 0 |  | 0 |  | 0 |  | 0 |  | 0 |  | 0 |  | 0
| Version: |  | 2016-01-21
| TABULA Average Buildings | [29 empty] | EPISCOPE Monitoring Indicators
[5 empty] | Building Stock |  |  |  | FR | Local |  |  | Local building stock of OPH Montreuillois (OPHM), France | [15 empty] | Year | 2015
[5 empty] | Details |  |  |  | Existing state 2015 | Local building stock of OPH Montreuillois (OPHM), France | Local building stock of OPH Montreuillois (OPHM), France | Local building stock of OPH Montreuillois (OPHM), France | Local building stock of OPH Montreuillois (OPHM), France | Local building stock of OPH Montreuillois (OPHM), France | Local building stock of OPH Montreuillois (OPHM), France | Local building stock of OPH Montreuillois (OPHM), France | Local building stock of OPH Montreuillois (OPHM), France | Local building stock of OPH Montreuillois (OPHM), France | Local building stock of OPH Montreuillois (OPHM), France | Local building stock of OPH Montreuillois (OPHM), France | Local building stock of OPH Montreuillois (OPHM), France | Local building stock of OPH Montreuillois (OPHM), France | Local building stock of OPH Montreuillois (OPHM), France | Local building stock of OPH Montreuillois (OPHM), France | Local building stock of OPH Montreuillois (OPHM), France | Local building stock of OPH Montreuillois (OPHM), France | Local building stock of OPH Montreuillois (OPHM), France | Local building stock of OPH Montreuillois (OPHM), France | Local building stock of OPH Montreuillois (OPHM), France | Local building stock of OPH Montreuillois (OPHM), France | Local building stock of OPH Montreuillois (OPHM), France
Annotations to this sheet
[10 empty] | 1 |  | 2 |  | 3 |  | 4 |  | 5 |  | 6 |  | 7 |  | 8 |  | 9 |  | 10
|  |  | Building type / label | [6 empty] | LC_PE.99 |  | LC_PE.00 |  | LC_INT.74 |  | LC_INT.99 |  | LC_INT.00 |  | LC_GR.74 |  | LC_GR.99 |  | LC_ENS.48 |  | LC_ENS.74 |  | LC_ENS.99
Building size category
Construction time band
|  | General Data | [5 empty] | Total
|  |  | Number of buildings |  |  |  |  | 336.1373 | 0 | 21.3411 | 0 | 13.3938 | 0 | 18.2943 | 0 | 16.124 | 0 | 5.5754 | 0 | 2.5907 | 0 | 14.4816 | 0 | 36.3567 | 0 | 103.7917 | 0 | 104.188 | 0 | 10^0
|  |  | Number of dwellings |  |  |  |  | 10331 | 0 | 232 | 0 | 82 | 0 | 349 | 0 | 1470 | 0 | 346 | 0 | 231 | 0 | 954 | 0 | 504 | 0 | 4373 | 0 | 1790 | 0 | 10^0
|  |  | Floor area national | [6 empty] | 19.8216 | 0 | 7.2648 | 0 | 25.7291 | 0 | 123.523 | 0 | 27.8613 | 0 | 16.0728 | 0 | 77.2513 | 0 | 29.8852 | 0 | 324.8888 | 0 | 139.4035 | 0 | 10^3 m²
|  |  | Floor area TABULA |  |  |  |  | 725.7264 | 0 | 18.1698 | 0 | 6.6594 | 0 | 23.585 | 0 | 113.2294 | 0 | 25.5396 | 0 | 14.7334 | 0 | 70.8137 | 0 | 27.3948 | 0 | 297.8147 | 0 | 127.7866 | 0 | 10^3 m²
Building Insulation
Original state / not refurbished fraction of the envelope area
U-values of the original state
|  |  |  | Roof | [5 empty] | 0.43 |  | 0.28 |  | 0.28927 |  | 0.49581 |  | 0.27849 |  | 0.33083 |  | 0.43652 |  | 0.3099 |  | 0.32439 |  | 0.33853 |  | W/(m²K)
|  |  |  | Wall | [5 empty] | 0.5571 |  | 0.36 |  | 0.96424 |  | 0.44258 |  | 0.34958 |  | 0.43983 |  | 0.38173 |  | 1.3893 |  | 0.5989 |  | 0.30791 |  | W/(m²K)
|  |  |  | Window | [5 empty] | 2.9018 |  | 1.669 |  | 2.5651 |  | 2.4492 |  | 1.7423 |  | 1.8179 |  | 2.8344 |  | 1.8425 |  | 2.2602 |  | 1.9634 |  | W/(m²K)
|  |  |  | Floor | [5 empty] | 0.52989 |  | 0.38441 |  | 1.4878 |  | 0.42305 |  | 0.47499 |  | 0.55645 |  | 0.80105 |  | 2.0502 |  | 1.6072 |  | 0.75783 |  | W/(m²K)
Refubishments (averages)
Refurbished fraction of envelope areas
|  |  |  | Roof | [5 empty] | 0% |  | 0% |  | 0% |  | 0% |  | 0% |  | 0% |  | 0% |  | 0% |  | 0% |  | 0%
|  |  |  | Wall | [5 empty] | 0% |  | 0% |  | 0% |  | 0% |  | 0% |  | 0% |  | 0% |  | 0% |  | 0% |  | 0%
|  |  |  | Window | [5 empty] | 0% |  | 0% |  | 0% |  | 0% |  | 0% |  | 0% |  | 0% |  | 0% |  | 0% |  | 0%
|  |  |  | Floor | [5 empty] | 0% |  | 0% |  | 0% |  | 0% |  | 0% |  | 0% |  | 0% |  | 0% |  | 0% |  | 0%
|  |  |  | Total (indicative) | [5 empty] | 0% |  | 0% |  | 0% |  | 0% |  | 0% |  | 0% |  | 0% |  | 0% |  | 0% |  | 0%
U-values of the refurbished fraction (averages)
|  |  |  | Roof | [5 empty] | 0 |  | 0 |  | 0 |  | 0 |  | 0 |  | 0 |  | 0 |  | 0 |  | 0 |  | 0 |  | W/(m²K)
|  |  |  | Wall | [5 empty] | 0 |  | 0 |  | 0 |  | 0 |  | 0 |  | 0 |  | 0 |  | 0 |  | 0 |  | 0 |  | W/(m²K)
|  |  |  | Window | [5 empty] | 0 |  | 0 |  | 0 |  | 0 |  | 0 |  | 0 |  | 0 |  | 0 |  | 0 |  | 0 |  | W/(m²K)
|  |  |  | Floor | [5 empty] | 0 |  | 0 |  | 0 |  | 0 |  | 0 |  | 0 |  | 0 |  | 0 |  | 0 |  | 0 |  | W/(m²K)
Main Heat Supply Systems
Ventilation Systems with Heat Recovery
|  |  |  | Occurances | [5 empty] | 100% | 0% | 100% | 0% | 100% | 0% | 100% | 0% | 100% | 0% | 100% | 0% | 100% | 0% | 100% | 0% | 100% | 0% | 100% | 0%
Heating Systems
Occurances or Fractions of Produced Heat
|  |  | 1 | DH |  | TS |  |  | C | 0% | 0% | 0% | 0% | 0% | 0% | 0% | 0% | 0% | 0% | 0% | 0% | 16.9% | 0% | 0% | 0% | 13.1% | 0% | 0% | 0%
|  |  | 2 | El |  | E_SH |  |  | D | 67.3% | 0% | 0% | 0% | 0% | 0% | 81.6% | 0% | 0% | 0% | 0% | 0% | 34.4% | 0% | 21.3% | 0% | 0% | 0% | 89.5% | 0%
|  |  | 3 | Gas |  | B_C |  |  | D | 0% | 0% | 0% | 0% | 0% | 0% | 0% | 0% | 17.9% | 0% | 0% | 0% | 0% | 0% | 0% | 0% | 0% | 0% | 0% | 0%
|  |  | 4 | Gas |  | B_C |  |  | C | 0% | 0% | 0% | 0% | 0% | 0% | 0% | 0% | 28% | 0% | 59.9% | 0% | 0% | 0% | 0% | 0% | 0% | 0% | 0% | 0%
|  |  | 5 | Gas |  | B_C |  |  | C | 0% | 0% | 0% | 0% | 0% | 0% | 0% | 0% | 41.3% | 0% | 0% | 0% | 0% | 0% | 0% | 0% | 0% | 0% | 0% | 0%
|  |  | 6 | Gas |  | B_C |  |  | C | 0% | 0% | 0% | 0% | 0% | 0% | 0% | 0% | 0% | 0% | 0% | 0% | 0% | 0% | 0% | 0% | 11.8% | 0% | 0% | 0%
|  |  | 7 | Gas |  | B_NC_CT |  |  | D | 0% | 0% | 0% | 0% | 12.9% | 0% | 0% | 0% | 0% | 0% | 0% | 0% | 0% | 0% | 0% | 0% | 0% | 0% | 0% | 0%
|  |  | 8 | Gas |  | B_NC_CT |  |  | D | 0% | 0% | 0% | 0% | 58.2% | 0% | 14.2% | 0% | 0% | 0% | 0% | 0% | 14.3% | 0% | 0% | 0% | 1.7% | 0% | 10.5% | 0%
|  |  | 9 | Gas |  | B_NC_CT |  |  | C | 0% | 0% | 0% | 0% | 0% | 0% | 0% | 0% | 0% | 0% | 0% | 0% | 0% | 0% | 0% | 0% | 7% | 0% | 0% | 0%
|  |  | 10 | Gas |  | B_NC_CT |  |  | C | 0% | 0% | 0% | 0% | 28.9% | 0% | 4.2% | 0% | 0% | 0% | 0% | 0% | 0% | 0% | 78.7% | 0% | 66.4% | 0% | 0% | 0%
|  |  | 11 | Gas |  | B_NC_LT |  |  | D | 15.9% | 0% | 0% | 0% | 0% | 0% | 0% | 0% | 0% | 0% | 0% | 0% | 19.2% | 0% | 0% | 0% | 0% | 0% | 0% | 0%
|  |  | 12 | Gas |  | B_NC_LT |  |  | D | 16.8% | 0% | 91.2% | 0% | 0% | 0% | 0% | 0% | 12.8% | 0% | 0% | 0% | 0% | 0% | 0% | 0% | 0% | 0% | 0% | 0%
|  |  | 13 | Gas |  | B_NC_LT |  |  | C | 0% | 0% | 8.8% | 0% | 0% | 0% | 0% | 0% | 0% | 0% | 0% | 0% | 0% | 0% | 0% | 0% | 0% | 0% | 0% | 0%
|  |  | 14 | Gas |  | B_NC_LT |  |  | C | 0% | 0% | 0% | 0% | 0% | 0% | 0% | 0% | 0% | 0% | 40.1% | 0% | 0% | 0% | 0% | 0% | 0% | 0% | 0% | 0%
|  |  | 15 | Gas |  | B_NC_LT |  |  | C | 0% | 0% | 0% | 0% | 0% | 0% | 0% | 0% | 0% | 0% | 0% | 0% | 15.2% | 0% | 0% | 0% | 0% | 0% | 0% | 0%
|  |  | 16 | DH |  | TS |  |  | C | 0% | 0% | 0% | 0% | 0% | 0% | 0% | 0% | 0% | 0% | 0% | 0% | 0% | 0% | 0% | 0% | 0% | 0% | 0% | 0%
|  |  | 17 | El |  | HP_ExhAir |  |  | D | 0% | 0% | 0% | 0% | 0% | 0% | 0% | 0% | 0% | 0% | 0% | 0% | 0% | 0% | 0% | 0% | 0% | 0% | 0% | 0%
|  |  | 18 | Gas |  | B_C |  |  | D | 0% | 0% | 0% | 0% | 0% | 0% | 0% | 0% | 0% | 0% | 0% | 0% | 0% | 0% | 0% | 0% | 0% | 0% | 0% | 0%
|  |  | 19 | Gas |  | B_C |  |  | C | 0% | 0% | 0% | 0% | 0% | 0% | 0% | 0% | 0% | 0% | 0% | 0% | 0% | 0% | 0% | 0% | 0% | 0% | 0% | 0%
|  |  | 20 | [7 empty] | 0% |  | 0% |  | 0% |  | 0% |  | 0% |  | 0% |  | 0% |  | 0% |  | 0% |  | 0%
|  |  |  | Sum | [5 empty] | 100% | 0% | 100% | 0% | 100% | 0% | 100% | 0% | 100% | 0% | 100% | 0% | 100% | 0% | 100% | 0% | 100% | 0% | 100% | 0%
[5 empty] | thereof |  | central |  |  | 0% | 0% | 8.8% | 0% | 28.9% | 0% | 4.2% | 0% | 69.3% | 0% | 100% | 0% | 32.1% | 0% | 78.7% | 0% | 98.3% | 0% | 0% | 0%
[7 empty] | decentral |  |  | 100% | 0% | 91.2% | 0% | 71.1% | 0% | 95.8% | 0% | 30.7% | 0% | 0% | 0% | 67.9% | 0% | 21.3% | 0% | 1.7% | 0% | 100% | 0%
|  |  |  | Other Systems | [5 empty] | 0% | 0% | 0% | 0% | 0% | 0% | 0% | 0% | 0% | 0% | 0% | 0% | 0% | 0% | 0% | 0% | 0% | 0% | 0% | 0%
DHW Systems
Occurances or Fractions of Produced Heat
|  |  | 1 | DH |  | TS |  |  | C | 0% | 0% | 0% | 0% | 0% | 0% | 0% | 0% | 0% | 0% | 0% | 0% | 16.9% | 0% | 0% | 0% | 13.1% | 0% | 0% | 0%
|  |  | 2 | El |  | E_Immersion |  |  | D | 67.3% | 0% | 0% | 0% | 0% | 0% | 81.6% | 0% | 0% | 0% | 0% | 0% | 34.4% | 0% | 21.3% | 0% | 0% | 0% | 89.5% | 0%
|  |  | 3 | Gas |  | B_C |  |  | D | 0% | 0% | 0% | 0% | 0% | 0% | 0% | 0% | 17.9% | 0% | 0% | 0% | 0% | 0% | 0% | 0% | 0% | 0% | 0% | 0%
|  |  | 4 | Gas |  | B_C |  |  | C | 0% | 0% | 0% | 0% | 0% | 0% | 0% | 0% | 28% | 0% | 59.9% | 0% | 0% | 0% | 0% | 0% | 11.8% | 0% | 0% | 0%
|  |  | 5 | Gas |  | B_C |  |  | C | 0% | 0% | 0% | 0% | 0% | 0% | 0% | 0% | 20.6% | 0% | 0% | 0% | 0% | 0% | 0% | 0% | 0% | 0% | 0% | 0%
|  |  | 6 | Gas |  | B_NC_CT |  |  | D | 0% | 0% | 0% | 0% | 12.9% | 0% | 0% | 0% | 0% | 0% | 0% | 0% | 0% | 0% | 0% | 0% | 0% | 0% | 0% | 0%
|  |  | 7 | Gas |  | B_NC_CT |  |  | C | 0% | 0% | 0% | 0% | 28.9% | 0% | 4.2% | 0% | 0% | 0% | 0% | 0% | 0% | 0% | 78.7% | 0% | 17.1% | 0% | 0% | 0%
|  |  | 8 | Gas |  | B_NC_CT |  |  | C | 15.9% | 0% | 0% | 0% | 0% | 0% | 0% | 0% | 0% | 0% | 0% | 0% | 0% | 0% | 0% | 0% | 0% | 0% | 0% | 0%
|  |  | 9 | Gas |  | B_NC_LT |  |  | D | 0% | 0% | 38.9% | 0% | 0% | 0% | 0% | 0% | 0% | 0% | 0% | 0% | 0% | 0% | 0% | 0% | 0% | 0% | 0% | 0%
|  |  | 10 | Gas |  | B_NC_LT |  |  | C | 0% | 0% | 8.8% | 0% | 0% | 0% | 0% | 0% | 0% | 0% | 0% | 0% | 0% | 0% | 0% | 0% | 0% | 0% | 0% | 0%
|  |  | 11 | Gas |  | B_NC_LT |  |  | C | 0% | 0% | 0% | 0% | 0% | 0% | 0% | 0% | 0% | 0% | 40.1% | 0% | 10.8% | 0% | 0% | 0% | 0% | 0% | 0% | 0%
|  |  | 12 | Gas |  | G_IWH |  |  | D | 0% | 0% | 0% | 0% | 0% | 0% | 0% | 0% | 0% | 0% | 0% | 0% | 0% | 0% | 0% | 0% | 49.3% | 0% | 0% | 0%
|  |  | 13 | Gas |  | G_IWH_C |  |  | D | 0% | 0% | 0% | 0% | 0% | 0% | 0% | 0% | 0% | 0% | 0% | 0% | 0% | 0% | 0% | 0% | 7% | 0% | 0% | 0%
|  |  | 14 | Gas |  | G_IWH_NC |  |  | D | 16.8% | 0% | 0% | 0% | 58.2% | 0% | 14.2% | 0% | 0% | 0% | 0% | 0% | 33.5% | 0% | 0% | 0% | 1.7% | 0% | 10.5% | 0%
|  |  | 15 | Gas |  | G_IWH_NC |  |  | D | 0% | 0% | 52.3% | 0% | 0% | 0% | 0% | 0% | 12.8% | 0% | 0% | 0% | 0% | 0% | 0% | 0% | 0% | 0% | 0% | 0%
|  |  | 16 | Gas |  | Solar |  |  | C | 0% | 0% | 0% | 0% | 0% | 0% | 0% | 0% | 20.6% | 0% | 0% | 0% | 4.5% | 0% | 0% | 0% | 0% | 0% | 0% | 0%
|  |  | 17 | DH |  | TS |  |  | C | 0% | 0% | 0% | 0% | 0% | 0% | 0% | 0% | 0% | 0% | 0% | 0% | 0% | 0% | 0% | 0% | 0% | 0% | 0% | 0%
|  |  | 18 | El |  | HP_ExhAir |  |  | D | 0% | 0% | 0% | 0% | 0% | 0% | 0% | 0% | 0% | 0% | 0% | 0% | 0% | 0% | 0% | 0% | 0% | 0% | 0% | 0%
|  |  | 19 | Gas |  | B_C |  |  | D | 0% | 0% | 0% | 0% | 0% | 0% | 0% | 0% | 0% | 0% | 0% | 0% | 0% | 0% | 0% | 0% | 0% | 0% | 0% | 0%
|  |  | 20 | Gas |  | B_C |  |  | C | 0% | 0% | 0% | 0% | 0% | 0% | 0% | 0% | 0% | 0% | 0% | 0% | 0% | 0% | 0% | 0% | 0% | 0% | 0% | 0%
|  |  |  | Sum | [5 empty] | 100% | 0% | 100% | 0% | 100% | 0% | 100% | 0% | 99.9% | 0% | 100% | 0% | 100.1% | 0% | 100% | 0% | 100% | 0% | 100% | 0%
[5 empty] | thereof |  | central |  |  | 15.9% | 0% | 8.8% | 0% | 28.9% | 0% | 4.2% | 0% | 69.2% | 0% | 100% | 0% | 32.2% | 0% | 78.7% | 0% | 42% | 0% | 0% | 0%
[7 empty] | decentral |  |  | 84.1% | 0% | 91.2% | 0% | 71.1% | 0% | 95.8% | 0% | 30.7% | 0% | 0% | 0% | 67.9% | 0% | 21.3% | 0% | 58% | 0% | 100% | 0%
|  |  |  | Other Systems | [5 empty] | 0% | 0% | 0% | 0% | 0% | 0% | 0% | 0% | 0.1% | 0% | 0% | 0% | -0.1% | 0% | 0% | 0% | 0% | 0% | 0% | 0%
|  | Energy Balance | [16 empty] | All energy quantities in | MWh/a |  |  |  | Heating + DHW
[8 empty] | fuels related to |  |  | gross | 0% | calorific value
[28 empty] | Total |  | per m²
|  |  | Net heat need |  |  |  |  | 0 |  | 0 |  | 0 |  | 0 |  | 0 |  | 0 |  | 0 |  | 0 |  | 0 |  | 0 |  | 0 |  | 0
|  |  | Produced heat |  |  |  |  | 0 |  | 0 |  | 0 |  | 0 |  | 0 |  | 0 |  | 0 |  | 0 |  | 0 |  | 0 |  | 0 |  | 0
|  |  | Gas |  |  |  | 1 | 0 |  | 0 |  | 0 |  | 0 |  | 0 |  | 0 |  | 0 |  | 0 |  | 0 |  | 0 |  | 0 |  | 0
|  |  | Oil |  |  |  | 1 | 0 |  | 0 |  | 0 |  | 0 |  | 0 |  | 0 |  | 0 |  | 0 |  | 0 |  | 0 |  | 0 |  | 0
|  |  | Coal |  |  |  | 1 | 0 |  | 0 |  | 0 |  | 0 |  | 0 |  | 0 |  | 0 |  | 0 |  | 0 |  | 0 |  | 0 |  | 0
|  |  | Bio |  |  |  | 1 | 0 |  | 0 |  | 0 |  | 0 |  | 0 |  | 0 |  | 0 |  | 0 |  | 0 |  | 0 |  | 0 |  | 0
|  |  | DH |  |  |  |  | 0 |  | 0 |  | 0 |  | 0 |  | 0 |  | 0 |  | 0 |  | 0 |  | 0 |  | 0 |  | 0 |  | 0
|  |  | El |  |  |  |  | 0 |  | 0 |  | 0 |  | 0 |  | 0 |  | 0 |  | 0 |  | 0 |  | 0 |  | 0 |  | 0 |  | 0
|  |  | Other / not specified |  |  |  |  | 0 |  | 0 |  | 0 |  | 0 |  | 0 |  | 0 |  | 0 |  | 0 |  | 0 |  | 0 |  | 0 |  | 0
|  |  | Sum final energy |  |  |  |  | 0 |  | 0 |  | 0 |  | 0 |  | 0 |  | 0 |  | 0 |  | 0 |  | 0 |  | 0 |  | 0 |  | 0
|  |  | per m² |  |  |  |  | 0 |  | 0 |  | 0 |  | 0 |  | 0 |  | 0 |  | 0 |  | 0 |  | 0 |  | 0
|  |  | CHP electr. production |  |  |  |  | 0 |  | 0 |  | 0 |  | 0 |  | 0 |  | 0 |  | 0 |  | 0 |  | 0 |  | 0 |  | 0 |  | 0
| Version: |  | 2016-01-21
| TABULA Average Buildings | [29 empty] | EPISCOPE Monitoring Indicators
[5 empty] | Building Stock |  |  |  | GB | National |  |  | English Housing | [15 empty] | Year | 2012
[5 empty] | Details |  |  |  | Main English building type and age merged into smaller type and age band to give 9 average building types, bre model | English Housing | English Housing | English Housing | English Housing | English Housing | English Housing | English Housing | English Housing | English Housing | English Housing | English Housing | English Housing | English Housing | English Housing | English Housing | English Housing | English Housing | English Housing | English Housing | English Housing | English Housing | English Housing
Annotations to this sheet
[10 empty] | 1 |  | 2 |  | 3 |  | 4 |  | 5 |  | 6 |  | 7 |  | 8 |  | 9 |  | 10
|  |  | Building type / label | [6 empty] | TH.01 |  | TH.02-03 |  | TH.04-08 |  | SFH.01 |  | SFH.02-03 |  | SFH.04-08 |  | AB.01 |  | AB.02-03 |  | AB.04-08
Building size category
Construction time band
|  | General Data | [5 empty] | Total
|  |  | Number of buildings |  |  |  |  | 17428.4387 | 0 | 2770.7487 | 0 | 5600.985 | 0 | 4019.5756 | 0 | 522.2579 | 0 | 1305.3536 | 0 | 2861.944 | 0 | 135.0033 | 0 | 75.5542 | 0 | 137.0164 | 0 | 0 | 0 | 10^3
|  |  | Number of dwellings |  |  |  |  | 22720 | 0 | 2970 | 0 | 5800 | 0 | 4270 | 0 | 570 | 0 | 1430 | 0 | 3070 | 0 | 930 | 0 | 1120 | 0 | 2560 | 0 | 0 | 0 | 10^3
|  |  | Floor area national | [6 empty] | 305 | 0 | 511 | 0 | 344 | 0 | 113 | 0 | 195 | 0 | 413 | 0 | 67 | 0 | 67 | 0 | 148 | 0 | 0 | 0 | 10^6 m²
|  |  | Floor area TABULA |  |  |  |  | 2163 | 0 | 305 | 0 | 511 | 0 | 344 | 0 | 113 | 0 | 195 | 0 | 413 | 0 | 67 | 0 | 67 | 0 | 148 | 0 | 0 | 0 | 10^6 m²
Building Insulation
Original state / not refurbished fraction of the envelope area
U-values of the original state
|  |  |  | Roof | [5 empty] | 0.88434 |  | 0.64199 |  | 0.5191 |  | 0.88434 |  | 0.64199 |  | 0.5191 |  | 0.3243 |  | 0.3243 |  | 0.18658 |  | 0 |  | W/(m²K)
|  |  |  | Wall | [5 empty] | 1.9319 |  | 1.7655 |  | 0.9274 |  | 1.9319 |  | 1.7655 |  | 0.9274 |  | 1.9319 |  | 1.7655 |  | 0.9274 |  | 0 |  | W/(m²K)
|  |  |  | Window | [5 empty] | 4.0588 |  | 3.5878 |  | 3.7433 |  | 4.1285 |  | 3.62 |  | 3.8888 |  | 4.2229 |  | 3.7133 |  | 4.2497 |  | 0 |  | W/(m²K)
|  |  |  | Floor | [5 empty] | 0.59 |  | 0.59 |  | 0.59 |  | 0.72 |  | 0.72 |  | 0.72 |  | 0.45 |  | 0.45 |  | 0.45 |  | 0 |  | W/(m²K)
Refubishments (averages)
Refurbished fraction of envelope areas
|  |  |  | Roof | [5 empty] | 42% |  | 55% |  | 56% |  | 52% |  | 56% |  | 60% |  | 7% |  | 13% |  | 19% |  | 0%
|  |  |  | Wall | [5 empty] | 11% |  | 52% |  | 54% |  | 17% |  | 55% |  | 57% |  | 7% |  | 40% |  | 46% |  | 0%
|  |  |  | Window | [5 empty] | 62.11% |  | 76.22% |  | 74.42% |  | 56.62% |  | 75.32% |  | 80.83% |  | 48.14% |  | 85.67% |  | 90.89% |  | 0%
|  |  |  | Floor | [5 empty] | 0% |  | 0% |  | 0% |  | 0% |  | 0% |  | 0% |  | 0% |  | 0% |  | 0% |  | 0%
|  |  |  | Total (indicative) | [5 empty] | 22.54% |  | 42.82% |  | 42.85% |  | 26.28% |  | 43.23% |  | 45.96% |  | 10.78% |  | 41.49% |  | 47.57% |  | 0%
U-values of the refurbished fraction (averages)
|  |  |  | Roof | [5 empty] | 0.16424 |  | 0.15348 |  | 0.14526 |  | 0.16424 |  | 0.15348 |  | 0.14526 |  | 0.12435 |  | 0.12435 |  | 0.096922 |  | 0 |  | W/(m²K)
|  |  |  | Wall | [5 empty] | 0.73796 |  | 0.4689 |  | 0.3138 |  | 0.73796 |  | 0.4689 |  | 0.3138 |  | 0.73796 |  | 0.4689 |  | 0.3138 |  | 0 |  | W/(m²K)
|  |  |  | Window | [5 empty] | 2.5844 |  | 2.5844 |  | 2.5844 |  | 2.5844 |  | 2.5844 |  | 2.5844 |  | 2.5844 |  | 2.5844 |  | 2.5844 |  | 0 |  | W/(m²K)
|  |  |  | Floor | [5 empty] | 0 |  | 0 |  | 0 |  | 0 |  | 0 |  | 0 |  | 0 |  | 0 |  | 0 |  | 0 |  | W/(m²K)
Main Heat Supply Systems
Ventilation Systems with Heat Recovery
|  |  |  | Occurances | [5 empty] | 0% | 0% | 0% | 0% | 0% | 0% | 0% | 0% | 0% | 0% | 0% | 0% | 0% | 0% | 0% | 0% | 0% | 0% | 0% | 0%
Heating Systems
Occurances or Fractions of Produced Heat
|  |  | 1 | Gas |  | B_C |  |  | C | 90% | 0% | 100% | 0% | 90% | 0% | 50% | 0% | 90% | 0% | 90% | 0% | 80% | 0% | 85% | 0% | 60% | 0% |  | 0%
|  |  | 2 | El |  | E_Storage |  |  | D | 10% | 0% | 0% | 0% | 10% | 0% | 10% | 0% | 0% | 0% | 0% | 0% | 20% | 0% | 15% | 0% | 40% | 0% |  | 0%
|  |  | 3 | Oil |  | B_C |  |  | C | 0% | 0% | 0% | 0% | 0% | 0% | 40% | 0% | 10% | 0% | 10% | 0% | 0% | 0% | 0% | 0% | 0% | 0% |  | 0%
|  |  | 4 | [7 empty] | 0% |  | 0% |  | 0% |  | 0% |  | 0% |  | 0% |  | 0% |  | 0% |  | 0% |  | 0%
|  |  | 5 | [7 empty] | 0% |  | 0% |  | 0% |  | 0% |  | 0% |  | 0% |  | 0% |  | 0% |  | 0% |  | 0%
|  |  | 6 | [7 empty] | 0% |  | 0% |  | 0% |  | 0% |  | 0% |  | 0% |  | 0% |  | 0% |  | 0% |  | 0%
|  |  | 7 | [7 empty] | 0% |  | 0% |  | 0% |  | 0% |  | 0% |  | 0% |  | 0% |  | 0% |  | 0% |  | 0%
|  |  | 8 | [7 empty] | 0% |  | 0% |  | 0% |  | 0% |  | 0% |  | 0% |  | 0% |  | 0% |  | 0% |  | 0%
|  |  | 9 | [7 empty] | 0% |  | 0% |  | 0% |  | 0% |  | 0% |  | 0% |  | 0% |  | 0% |  | 0% |  | 0%
|  |  | 10 | [7 empty] | 0% |  | 0% |  | 0% |  | 0% |  | 0% |  | 0% |  | 0% |  | 0% |  | 0% |  | 0%
|  |  | 11 | [7 empty] | 0% |  | 0% |  | 0% |  | 0% |  | 0% |  | 0% |  | 0% |  | 0% |  | 0% |  | 0%
|  |  | 12 | [7 empty] | 0% |  | 0% |  | 0% |  | 0% |  | 0% |  | 0% |  | 0% |  | 0% |  | 0% |  | 0%
|  |  | 13 | [7 empty] | 0% |  | 0% |  | 0% |  | 0% |  | 0% |  | 0% |  | 0% |  | 0% |  | 0% |  | 0%
|  |  | 14 | [7 empty] | 0% |  | 0% |  | 0% |  | 0% |  | 0% |  | 0% |  | 0% |  | 0% |  | 0% |  | 0%
|  |  | 15 | [7 empty] | 0% |  | 0% |  | 0% |  | 0% |  | 0% |  | 0% |  | 0% |  | 0% |  | 0% |  | 0%
|  |  | 16 | [7 empty] | 0% |  | 0% |  | 0% |  | 0% |  | 0% |  | 0% |  | 0% |  | 0% |  | 0% |  | 0%
|  |  | 17 | [7 empty] | 0% |  | 0% |  | 0% |  | 0% |  | 0% |  | 0% |  | 0% |  | 0% |  | 0% |  | 0%
|  |  | 18 | [7 empty] | 0% |  | 0% |  | 0% |  | 0% |  | 0% |  | 0% |  | 0% |  | 0% |  | 0% |  | 0%
|  |  | 19 | [7 empty] | 0% |  | 0% |  | 0% |  | 0% |  | 0% |  | 0% |  | 0% |  | 0% |  | 0% |  | 0%
|  |  | 20 | [7 empty] | 0% |  | 0% |  | 0% |  | 0% |  | 0% |  | 0% |  | 0% |  | 0% |  | 0% |  | 0%
|  |  |  | Sum | [5 empty] | 100% | 0% | 100% | 0% | 100% | 0% | 100% | 0% | 100% | 0% | 100% | 0% | 100% | 0% | 100% | 0% | 100% | 0% |  | 0%
[5 empty] | thereof |  | central |  |  | 90% | 0% | 100% | 0% | 90% | 0% | 90% | 0% | 100% | 0% | 100% | 0% | 80% | 0% | 85% | 0% | 60% | 0% | 0% | 0%
[7 empty] | decentral |  |  | 10% | 0% | 0% | 0% | 10% | 0% | 10% | 0% | 0% | 0% | 0% | 0% | 20% | 0% | 15% | 0% | 40% | 0% | 0% | 0%
|  |  |  | Other Systems | [5 empty] | 0% | 0% | 0% | 0% | 0% | 0% | 0% | 0% | 0% | 0% | 0% | 0% | 0% | 0% | 0% | 0% | 0% | 0% |  | 0%
DHW Systems
Occurances or Fractions of Produced Heat
|  |  | 1 | Gas |  | B_C |  |  | C | 90% | 0% | 95% | 0% | 90% | 0% | 50% | 0% | 80% | 0% | 80% | 0% | 80% | 0% | 90% | 0% | 60% | 0% |  | 0%
|  |  | 2 | El |  | E_Immersion |  |  | C | 10% | 0% | 4% | 0% | 10% | 0% | 10% | 0% | 10% | 0% | 0% | 0% | 20% | 0% | 10% | 0% | 40% | 0% |  | 0%
|  |  | 3 | Oil |  | B_C |  |  | C | 0% | 0% | 1% | 0% | 0% | 0% | 40% | 0% | 10% | 0% | 10% | 0% | 0% | 0% | 0% | 0% | 0% | 0% |  | 0%
|  |  | 4 | [7 empty] | 0% |  | 0% |  | 0% |  | 0% |  | 0% |  | 0% |  | 0% |  | 0% |  | 0% |  | 0%
|  |  | 5 | [7 empty] | 0% |  | 0% |  | 0% |  | 0% |  | 0% |  | 0% |  | 0% |  | 0% |  | 0% |  | 0%
|  |  | 6 | [7 empty] | 0% |  | 0% |  | 0% |  | 0% |  | 0% |  | 0% |  | 0% |  | 0% |  | 0% |  | 0%
|  |  | 7 | [7 empty] | 0% |  | 0% |  | 0% |  | 0% |  | 0% |  | 0% |  | 0% |  | 0% |  | 0% |  | 0%
|  |  | 8 | [7 empty] | 0% |  | 0% |  | 0% |  | 0% |  | 0% |  | 0% |  | 0% |  | 0% |  | 0% |  | 0%
|  |  | 9 | [7 empty] | 0% |  | 0% |  | 0% |  | 0% |  | 0% |  | 0% |  | 0% |  | 0% |  | 0% |  | 0%
|  |  | 10 | [7 empty] | 0% |  | 0% |  | 0% |  | 0% |  | 0% |  | 0% |  | 0% |  | 0% |  | 0% |  | 0%
|  |  | 11 | [7 empty] | 0% |  | 0% |  | 0% |  | 0% |  | 0% |  | 0% |  | 0% |  | 0% |  | 0% |  | 0%
|  |  | 12 | [7 empty] | 0% |  | 0% |  | 0% |  | 0% |  | 0% |  | 0% |  | 0% |  | 0% |  | 0% |  | 0%
|  |  | 13 | [7 empty] | 0% |  | 0% |  | 0% |  | 0% |  | 0% |  | 0% |  | 0% |  | 0% |  | 0% |  | 0%
|  |  | 14 | [7 empty] | 0% |  | 0% |  | 0% |  | 0% |  | 0% |  | 0% |  | 0% |  | 0% |  | 0% |  | 0%
|  |  | 15 | [7 empty] | 0% |  | 0% |  | 0% |  | 0% |  | 0% |  | 0% |  | 0% |  | 0% |  | 0% |  | 0%
|  |  | 16 | [7 empty] | 0% |  | 0% |  | 0% |  | 0% |  | 0% |  | 0% |  | 0% |  | 0% |  | 0% |  | 0%
|  |  | 17 | [7 empty] | 0% |  | 0% |  | 0% |  | 0% |  | 0% |  | 0% |  | 0% |  | 0% |  | 0% |  | 0%
|  |  | 18 | [7 empty] | 0% |  | 0% |  | 0% |  | 0% |  | 0% |  | 0% |  | 0% |  | 0% |  | 0% |  | 0%
|  |  | 19 | [7 empty] | 0% |  | 0% |  | 0% |  | 0% |  | 0% |  | 0% |  | 0% |  | 0% |  | 0% |  | 0%
|  |  | 20 | [7 empty] | 0% |  | 0% |  | 0% |  | 0% |  | 0% |  | 0% |  | 0% |  | 0% |  | 0% |  | 0%
|  |  |  | Sum | [5 empty] | 100% | 0% | 100% | 0% | 100% | 0% | 100% | 0% | 100% | 0% | 90% | 0% | 100% | 0% | 100% | 0% | 100% | 0% |  | 0%
[5 empty] | thereof |  | central |  |  | 100% | 0% | 100% | 0% | 100% | 0% | 100% | 0% | 100% | 0% | 90% | 0% | 100% | 0% | 100% | 0% | 100% | 0% | 0% | 0%
[7 empty] | decentral |  |  | 0% | 0% | 0% | 0% | 0% | 0% | 0% | 0% | 0% | 0% | 0% | 0% | 0% | 0% | 0% | 0% | 0% | 0% | 0% | 0%
|  |  |  | Other Systems | [5 empty] | 0% | 0% | 0% | 0% | 0% | 0% | 0% | 0% | 0% | 0% | 10% | 0% | 0% | 0% | 0% | 0% | 0% | 0% |  | 0%
|  | Energy Balance | [16 empty] | All energy quantities in | GWh/a |  |  |  | Heating + DHW
bre model of English housing
[8 empty] | fuels related to |  |  | gross | 0% | calorific value
[28 empty] | Total |  | per m²
|  |  | Net heat need |  |  |  |  | 59100 |  | 86200 |  | 47100 |  | 22700 |  | 33100 |  | 53500 |  | 13100 |  | 10900 |  | 16900 |  | 0 |  | 342600 |  | 158.3911
|  |  | Produced heat |  |  |  |  | 80700 |  | 116600 |  | 61700 |  | 31700 |  | 45900 |  | 72900 |  | 16000 |  | 13300 |  | 19000 |  | 0 |  | 457800 |  | 211.6505
|  |  | Gas |  |  |  | 1 | 71100 |  | 111000 |  | 57500 |  | 15800 |  | 39200 |  | 63400 |  | 12200 |  | 11100 |  | 12400 |  | 0 |  | 393700 |  | 182.0157
|  |  | Oil |  |  |  | 1 | 4100 |  | 1500 |  | 500 |  | 12200 |  | 3800 |  | 7400 |  | 100 |  | 36 |  | 50 |  | 0 |  | 29686 |  | 13.7245
|  |  | Coal |  |  |  | 1 | 0 |  | 0 |  | 0 |  | 0 |  | 0 |  | 0 |  | 0 |  | 0 |  | 0 |  | 0 |  | 0 |  | 0
|  |  | Bio |  |  |  | 1 | 0 |  | 0 |  | 0 |  | 0 |  | 0 |  | 0 |  | 0 |  | 0 |  | 0 |  | 0 |  | 0 |  | 0
|  |  | DH |  |  |  |  | 0 |  | 0 |  | 0 |  | 0 |  | 0 |  | 0 |  | 0 |  | 0 |  | 0 |  | 0 |  | 0 |  | 0
|  |  | El |  |  |  |  | 3300 |  | 2200 |  | 3300 |  | 1500 |  | 1400 |  | 1200 |  | 3000 |  | 1400 |  | 5400 |  | 0 |  | 22700 |  | 10.4947
|  |  | Other / not specified |  |  |  |  | 0 |  | 0 |  | 0 |  | 0 |  | 0 |  | 0 |  | 0 |  | 0 |  | 0 |  | 0 |  | 0 |  | 0
|  |  | Sum final energy |  |  |  |  | 78500 |  | 114700 |  | 61300 |  | 29500 |  | 44400 |  | 72000 |  | 15300 |  | 12536 |  | 17850 |  | 0 |  | 446086 |  | 206.2349
|  |  | per m² |  |  |  |  | 257.377 |  | 224.4618 |  | 178.1977 |  | 261.0619 |  | 227.6923 |  | 174.3341 |  | 228.3582 |  | 187.1045 |  | 120.6081
|  |  | CHP electr. production |  |  |  |  | 0 |  | 0 |  | 0 |  | 0 |  | 0 |  | 0 |  | 0 |  | 0 |  | 0 |  | 0 |  | 0 |  | 0
| Version: |  | 2016-01-21
| TABULA Average Buildings | [29 empty] | EPISCOPE Monitoring Indicators
[5 empty] | Building Stock |  |  |  | GR | National |  |  | Greek residential building stock | [15 empty] | Year | 2015
[5 empty] | Details |  |  |  | NOA model of the Greek residential building stock | Greek residential building stock | Greek residential building stock | Greek residential building stock | Greek residential building stock | Greek residential building stock | Greek residential building stock | Greek residential building stock | Greek residential building stock | Greek residential building stock | Greek residential building stock | Greek residential building stock | Greek residential building stock | Greek residential building stock | Greek residential building stock | Greek residential building stock | Greek residential building stock | Greek residential building stock | Greek residential building stock | Greek residential building stock | Greek residential building stock | Greek residential building stock | Greek residential building stock
Annotations to this sheet
[10 empty] | 1 |  | 2 |  | 3 |  | 4 |  | 5 |  | 6 |  | 7 |  | 8 |  | 9 |  | 10
|  |  | Building type / label | [6 empty] | SFH.01.Gen |  | SFH.02-03.Gen |  | SFH.04.Gen |  | MFH.01.Gen |  | MFH.02-03.Gen |  | MFH.04.Gen
Building size category
Construction time band
|  | General Data | [5 empty] | Total
|  |  | Number of buildings |  |  |  |  | 1151320.6525 | 0 | 546950.2132 | 0 | 461105.8177 | 0 | 255.7262 | 0 | 38469.1331 | 0 | 104400.1899 | 0 | 139.5724 | 0 | 0 | 0 | 0 | 0 | 0 | 0 | 0 | 0 | 10^0
|  |  | Number of dwellings |  |  |  |  | 5079.656 | 0 | 1572.664 | 0 | 922.003 | 0 | 0 | 0 | 1147.799 | 0 | 1437.19 | 0 | 0 | 0 | 0 | 0 | 0 | 0 | 0 | 0 | 0 | 0 | 10^3
|  |  | Floor area national | [6 empty] | 133.6765 | 0 | 123.3516 | 0 | 0.072289 | 0 | 74.6069 | 0 | 154.4263 | 0 | 0.1653 | 0 | 0 | 0 | 0 | 0 | 0 | 0 | 0 | 0 | 10^6 m²
|  |  | Floor area TABULA |  |  |  |  | 308.8264 | 0 | 79.5375 | 0 | 73.3942 | 0 | 0.043011 | 0 | 50.7327 | 0 | 105.0099 | 0 | 0.1091 | 0 | 0 | 0 | 0 | 0 | 0 | 0 | 0 | 0 | 10^6 m²
Building Insulation
Original state / not refurbished fraction of the envelope area
U-values of the original state
|  |  |  | Roof | [5 empty] | 2.81 |  | 0.99 |  | 0.45 |  | 2.86 |  | 0.99 |  | 0.49 |  | 0 |  | 0 |  | 0 |  | 0 |  | W/(m²K)
|  |  |  | Wall | [5 empty] | 2.11 |  | 0.97 |  | 0.51 |  | 2.06 |  | 0.93 |  | 0.55 |  | 0 |  | 0 |  | 0 |  | 0 |  | W/(m²K)
|  |  |  | Window | [5 empty] | 4.74 |  | 3.95 |  | 2.99 |  | 5 |  | 4.13 |  | 2.98 |  | 0 |  | 0 |  | 0 |  | 0 |  | W/(m²K)
|  |  |  | Floor | [5 empty] | 2.99 |  | 2.26 |  | 0.87 |  | 3.05 |  | 1.75 |  | 0.59 |  | 0 |  | 0 |  | 0 |  | 0 |  | W/(m²K)
Refubishments (averages)
Refurbished fraction of envelope areas
|  |  |  | Roof | [5 empty] | 0% |  | 0% |  | 0% |  | 0% |  | 0% |  | 0% |  | 0% |  | 0% |  | 0% |  | 0%
|  |  |  | Wall | [5 empty] | 0% |  | 0% |  | 0% |  | 0% |  | 0% |  | 0% |  | 0% |  | 0% |  | 0% |  | 0%
|  |  |  | Window | [5 empty] | 0% |  | 0% |  | 0% |  | 0% |  | 0% |  | 0% |  | 0% |  | 0% |  | 0% |  | 0%
|  |  |  | Floor | [5 empty] | 0% |  | 0% |  | 0% |  | 0% |  | 0% |  | 0% |  | 0% |  | 0% |  | 0% |  | 0%
|  |  |  | Total (indicative) | [5 empty] | 0% |  | 0% |  | 0% |  | 0% |  | 0% |  | 0% |  | 0% |  | 0% |  | 0% |  | 0%
U-values of the refurbished fraction (averages)
|  |  |  | Roof | [5 empty] | 0 |  | 0 |  | 0 |  | 0 |  | 0 |  | 0 |  | 0 |  | 0 |  | 0 |  | 0 |  | W/(m²K)
|  |  |  | Wall | [5 empty] | 0 |  | 0 |  | 0 |  | 0 |  | 0 |  | 0 |  | 0 |  | 0 |  | 0 |  | 0 |  | W/(m²K)
|  |  |  | Window | [5 empty] | 0 |  | 0 |  | 0 |  | 0 |  | 0 |  | 0 |  | 0 |  | 0 |  | 0 |  | 0 |  | W/(m²K)
|  |  |  | Floor | [5 empty] | 0 |  | 0 |  | 0 |  | 0 |  | 0 |  | 0 |  | 0 |  | 0 |  | 0 |  | 0 |  | W/(m²K)
Main Heat Supply Systems
Ventilation Systems with Heat Recovery
|  |  |  | Occurances | [5 empty] | 0% | 0% | 0% | 0% | 0% | 0% | 0% | 0% | 0% | 0% | 0% | 0% | 0% | 0% | 0% | 0% | 0% | 0% | 0% | 0%
Heating Systems
Occurances or Fractions of Produced Heat
|  |  | 1 | Oil |  | B |  |  | C | 48.6% | 0% | 70% | 0% | 38.2% | 0% | 63.51% | 0% | 72.94% | 0% | 35.6% | 0% |  | 0% |  | 0% |  | 0% |  | 0%
|  |  | 2 | Gas |  | B |  |  | C | 1.9% | 0% | 0.6% | 0% | 23.5% | 0% | 15.57% | 0% | 11.44% | 0% | 28.9% | 0% |  | 0% |  | 0% |  | 0% |  | 0%
|  |  | 3 | El |  | HP |  |  | D | 4.8% | 0% | 4.5% | 0% | 38.3% | 0% | 7.423% | 0% | 4.045% | 0% | 35.5% | 0% |  | 0% |  | 0% |  | 0% |  | 0%
|  |  | 4 | DH |  | TS |  |  | C | 0.6% | 0% | 0% | 0% | 0% | 0% | 0.8247% | 0% | 1.395% | 0% | 0% | 0% |  | 0% |  | 0% |  | 0% |  | 0%
|  |  | 5 | El |  | E |  |  | D | 7.8% | 0% | 3.4% | 0% | 0% | 0% | 8.557% | 0% | 5.718% | 0% | 0% | 0% |  | 0% |  | 0% |  | 0% |  | 0%
|  |  | 6 | Oil |  | Stove |  |  | D | 12.9% | 0% | 5.1% | 0% | 0% | 0% | 1.753% | 0% | 0.6974% | 0% | 0% | 0% |  | 0% |  | 0% |  | 0% |  | 0%
|  |  | 7 | Bio_FW |  | OpenFire |  |  | D | 23.4% | 0% | 16.4% | 0% | 0% | 0% | 2.371% | 0% | 3.766% | 0% | 0% | 0% |  | 0% |  | 0% |  | 0% |  | 0%
|  |  | 8 | [7 empty] | 0% |  | 0% |  | 0% |  | 0% |  | 0% |  | 0% |  | 0% |  | 0% |  | 0% |  | 0%
|  |  | 9 | [7 empty] | 0% |  | 0% |  | 0% |  | 0% |  | 0% |  | 0% |  | 0% |  | 0% |  | 0% |  | 0%
|  |  | 10 | [7 empty] | 0% |  | 0% |  | 0% |  | 0% |  | 0% |  | 0% |  | 0% |  | 0% |  | 0% |  | 0%
|  |  | 11 | [7 empty] | 0% |  | 0% |  | 0% |  | 0% |  | 0% |  | 0% |  | 0% |  | 0% |  | 0% |  | 0%
|  |  | 12 | [7 empty] | 0% |  | 0% |  | 0% |  | 0% |  | 0% |  | 0% |  | 0% |  | 0% |  | 0% |  | 0%
|  |  | 13 | [7 empty] | 0% |  | 0% |  | 0% |  | 0% |  | 0% |  | 0% |  | 0% |  | 0% |  | 0% |  | 0%
|  |  | 14 | [7 empty] | 0% |  | 0% |  | 0% |  | 0% |  | 0% |  | 0% |  | 0% |  | 0% |  | 0% |  | 0%
|  |  | 15 | [7 empty] | 0% |  | 0% |  | 0% |  | 0% |  | 0% |  | 0% |  | 0% |  | 0% |  | 0% |  | 0%
|  |  | 16 | [7 empty] | 0% |  | 0% |  | 0% |  | 0% |  | 0% |  | 0% |  | 0% |  | 0% |  | 0% |  | 0%
|  |  | 17 | [7 empty] | 0% |  | 0% |  | 0% |  | 0% |  | 0% |  | 0% |  | 0% |  | 0% |  | 0% |  | 0%
|  |  | 18 | [7 empty] | 0% |  | 0% |  | 0% |  | 0% |  | 0% |  | 0% |  | 0% |  | 0% |  | 0% |  | 0%
|  |  | 19 | [7 empty] | 0% |  | 0% |  | 0% |  | 0% |  | 0% |  | 0% |  | 0% |  | 0% |  | 0% |  | 0%
|  |  | 20 | [7 empty] | 0% |  | 0% |  | 0% |  | 0% |  | 0% |  | 0% |  | 0% |  | 0% |  | 0% |  | 0%
|  |  |  | Sum | [5 empty] | 100% | 0% | 100% | 0% | 100% | 0% | 100% | 0% | 100% | 0% | 100% | 0% |  | 0% |  | 0% |  | 0% |  | 0%
[5 empty] | thereof |  | central |  |  | 51.1% | 0% | 70.6% | 0% | 61.7% | 0% | 79.9% | 0% | 85.77% | 0% | 64.5% | 0% | 0% | 0% | 0% | 0% | 0% | 0% | 0% | 0%
[7 empty] | decentral |  |  | 48.9% | 0% | 29.4% | 0% | 38.3% | 0% | 20.1% | 0% | 14.23% | 0% | 35.5% | 0% | 0% | 0% | 0% | 0% | 0% | 0% | 0% | 0%
|  |  |  | Other Systems | [5 empty] | 0% | 0% | 0% | 0% | 0% | 0% | 0% | 0% | 0% | 0% | 0% | 0% |  | 0% |  | 0% |  | 0% |  | 0%
DHW Systems
Occurances or Fractions of Produced Heat
|  |  | 1 | El |  | E |  |  | D | 69.01% | 0% | 56.84% | 0% | 19.98% | 0% | 80.42% | 0% | 64.9% | 0% | 19.98% | 0% |  | 0% |  | 0% |  | 0% |  | 0%
|  |  | 2 | Oil |  | B |  |  | C | 13.83% | 0% | 19.75% | 0% | 9.99% | 0% | 6.75% | 0% | 13.33% | 0% | 9.99% | 0% |  | 0% |  | 0% |  | 0% |  | 0%
|  |  | 3 | Gas |  | B |  |  | C | 0.92% | 0% | 0.13% | 0% | 9.99% | 0% | 3.14% | 0% | 3.13% | 0% | 9.99% | 0% |  | 0% |  | 0% |  | 0% |  | 0%
|  |  | 4 | - |  | Solar |  |  | D | 16.24% | 0% | 23.28% | 0% | 60% | 0% | 9.7% | 0% | 18.64% | 0% | 60% | 0% |  | 0% |  | 0% |  | 0% |  | 0%
|  |  | 5 | [7 empty] | 0% |  | 0% |  | 0% |  | 0% |  | 0% |  | 0% |  | 0% |  | 0% |  | 0% |  | 0%
|  |  | 6 | [7 empty] | 0% |  | 0% |  | 0% |  | 0% |  | 0% |  | 0% |  | 0% |  | 0% |  | 0% |  | 0%
|  |  | 7 | [7 empty] | 0% |  | 0% |  | 0% |  | 0% |  | 0% |  | 0% |  | 0% |  | 0% |  | 0% |  | 0%
|  |  | 8 | [7 empty] | 0% |  | 0% |  | 0% |  | 0% |  | 0% |  | 0% |  | 0% |  | 0% |  | 0% |  | 0%
|  |  | 9 | [7 empty] | 0% |  | 0% |  | 0% |  | 0% |  | 0% |  | 0% |  | 0% |  | 0% |  | 0% |  | 0%
|  |  | 10 | [7 empty] | 0% |  | 0% |  | 0% |  | 0% |  | 0% |  | 0% |  | 0% |  | 0% |  | 0% |  | 0%
|  |  | 11 | [7 empty] | 0% |  | 0% |  | 0% |  | 0% |  | 0% |  | 0% |  | 0% |  | 0% |  | 0% |  | 0%
|  |  | 12 | [7 empty] | 0% |  | 0% |  | 0% |  | 0% |  | 0% |  | 0% |  | 0% |  | 0% |  | 0% |  | 0%
|  |  | 13 | [7 empty] | 0% |  | 0% |  | 0% |  | 0% |  | 0% |  | 0% |  | 0% |  | 0% |  | 0% |  | 0%
|  |  | 14 | [7 empty] | 0% |  | 0% |  | 0% |  | 0% |  | 0% |  | 0% |  | 0% |  | 0% |  | 0% |  | 0%
|  |  | 15 | [7 empty] | 0% |  | 0% |  | 0% |  | 0% |  | 0% |  | 0% |  | 0% |  | 0% |  | 0% |  | 0%
|  |  | 16 | [7 empty] | 0% |  | 0% |  | 0% |  | 0% |  | 0% |  | 0% |  | 0% |  | 0% |  | 0% |  | 0%
|  |  | 17 | [7 empty] | 0% |  | 0% |  | 0% |  | 0% |  | 0% |  | 0% |  | 0% |  | 0% |  | 0% |  | 0%
|  |  | 18 | [7 empty] | 0% |  | 0% |  | 0% |  | 0% |  | 0% |  | 0% |  | 0% |  | 0% |  | 0% |  | 0%
|  |  | 19 | [7 empty] | 0% |  | 0% |  | 0% |  | 0% |  | 0% |  | 0% |  | 0% |  | 0% |  | 0% |  | 0%
|  |  | 20 | [7 empty] | 0% |  | 0% |  | 0% |  | 0% |  | 0% |  | 0% |  | 0% |  | 0% |  | 0% |  | 0%
|  |  |  | Sum | [5 empty] | 100% | 0% | 100% | 0% | 99.96% | 0% | 100% | 0% | 100% | 0% | 99.96% | 0% |  | 0% |  | 0% |  | 0% |  | 0%
[5 empty] | thereof |  | central |  |  | 14.75% | 0% | 19.88% | 0% | 19.98% | 0% | 9.89% | 0% | 16.46% | 0% | 19.98% | 0% | 0% | 0% | 0% | 0% | 0% | 0% | 0% | 0%
[7 empty] | decentral |  |  | 85.25% | 0% | 80.12% | 0% | 79.98% | 0% | 90.12% | 0% | 83.54% | 0% | 79.98% | 0% | 0% | 0% | 0% | 0% | 0% | 0% | 0% | 0%
|  |  |  | Other Systems | [5 empty] | 0% | 0% | 0% | 0% | 0.04% | 0% | -0.01% | 0% | 0% | 0% | 0.04% | 0% |  | 0% |  | 0% |  | 0% |  | 0%
|  | Energy Balance | [16 empty] | All energy quantities in | GWh/a |  |  |  | Heating + DHW
[8 empty] | fuels related to |  |  | gross | 0% | calorific value
[28 empty] | Total |  | per m²
|  |  | Net heat need |  |  |  |  | 15820.0088 |  | 8352.2614 |  | 2.6193 |  | 5758.1624 |  | 7875.7415 |  | 4.4403 |  | 0 |  | 0 |  | 0 |  | 0 |  | 37813.2337 |  | 122.4417
|  |  | Produced heat |  |  |  |  | 16045.2893 |  | 8109.3703 |  | 2.274 |  | 7107.0476 |  | 7952.8181 |  | 2.7076 |  | 0 |  | 0 |  | 0 |  | 0 |  | 39219.5068 |  | 126.9953
|  |  | Gas |  |  |  | 1 | 468.4918 |  | 60.5355 |  | 0.57529 |  | 1202.6694 |  | 943.223 |  | 0.84551 |  | 0 |  | 0 |  | 0 |  | 0 |  | 2676.3405 |  | 8.6662
|  |  | Oil |  |  |  | 1 | 15163.4426 |  | 7739.1996 |  | 0.84321 |  | 6064.5429 |  | 6392.9586 |  | 0.97436 |  | 0 |  | 0 |  | 0 |  | 0 |  | 35361.9612 |  | 114.5043
|  |  | Coal |  |  |  | 1 | 0 |  | 0 |  | 0 |  | 0 |  | 0 |  | 0 |  | 0 |  | 0 |  | 0 |  | 0 |  | 0 |  | 0
|  |  | Bio |  |  |  | 1 | 20809.8256 |  | 6972.8319 |  | 0 |  | 657.6476 |  | 1206.4713 |  | 0 |  | 0 |  | 0 |  | 0 |  | 0 |  | 29646.7764 |  | 95.9982
|  |  | DH |  |  |  |  | 1071.2747 |  | 416.1452 |  | 0.66551 |  | 518.9172 |  | 281.1687 |  | 0.53447 |  | 0 |  | 0 |  | 0 |  | 0 |  | 2288.7057 |  | 7.411
|  |  | El |  |  |  |  | 3475.1127 |  | 1352.4498 |  | 0.4031 |  | 1199.1505 |  | 1688.3959 |  | 0.58684 |  | 0 |  | 0 |  | 0 |  | 0 |  | 7716.0989 |  | 24.9852
|  |  | Other / not specified |  |  |  |  | 0 |  | 0 |  | 0 |  | 0 |  | 0 |  | 0 |  | 0 |  | 0 |  | 0 |  | 0 |  | 0 |  | 0
|  |  | Sum final energy |  |  |  |  | 40988.1474 |  | 16541.162 |  | 2.4871 |  | 9642.9275 |  | 10512.2176 |  | 2.9412 |  | 0 |  | 0 |  | 0 |  | 0 |  | 77689.8828 |  | 251.5649
|  |  | per m² |  |  |  |  | 515.3311 |  | 225.3742 |  | 57.8255 |  | 190.0732 |  | 100.1069 |  | 26.959
|  |  | CHP electr. production |  |  |  |  | 0 |  | 0 |  | 0 |  | 0 |  | 0 |  | 0 |  | 0 |  | 0 |  | 0 |  | 0 |  | 0 |  | 0
| Version: |  | 2016-01-21
| TABULA Average Buildings | [29 empty] | EPISCOPE Monitoring Indicators
[5 empty] | Building Stock |  |  |  | HU | Local |  |  | Local building stock of Budaörs, Hungary | [15 empty] | Year | 2015
[5 empty] | Details |  |  |  | national average buildings applied for the case study, BME model / based on a survey involving 2000 buildings in 2015 | Local building stock of Budaörs, Hungary | Local building stock of Budaörs, Hungary | Local building stock of Budaörs, Hungary | Local building stock of Budaörs, Hungary | Local building stock of Budaörs, Hungary | Local building stock of Budaörs, Hungary | Local building stock of Budaörs, Hungary | Local building stock of Budaörs, Hungary | Local building stock of Budaörs, Hungary | Local building stock of Budaörs, Hungary | Local building stock of Budaörs, Hungary | Local building stock of Budaörs, Hungary | Local building stock of Budaörs, Hungary | Local building stock of Budaörs, Hungary | Local building stock of Budaörs, Hungary | Local building stock of Budaörs, Hungary | Local building stock of Budaörs, Hungary | Local building stock of Budaörs, Hungary | Local building stock of Budaörs, Hungary | Local building stock of Budaörs, Hungary | Local building stock of Budaörs, Hungary | Local building stock of Budaörs, Hungary
Annotations to this sheet
[10 empty] | 1 |  | 2 |  | 3 |  | 4 |  | 5 |  | 6 |  | 7 |  | 8 |  | 9 |  | 10
|  |  | Building type / label | [6 empty] | SFH.01 |  | MFH.01 |  | AB.01 |  | SFH.02 |  | MFH.02
Building size category
Construction time band
|  | General Data | [5 empty] | Total
|  |  | Number of buildings |  |  |  |  | 9099.6516 | 0 | 5881.3712 | 0 | 0 | 0 | 35.7038 | 0 | 3129.9311 | 0 | 52.6455 | 0 | 0 | 0 | 0 | 0 | 0 | 0 | 0 | 0 | 0 | 0 | 10^0
|  |  | Number of dwellings |  |  |  |  | 12380 | 0 | 5881 | 0 | 0 | 0 | 2106 | 0 | 3130 | 0 | 1263 | 0 | 0 | 0 | 0 | 0 | 0 | 0 | 0 | 0 | 0 | 0 | 10^0
|  |  | Floor area national | [6 empty] | 594.489 | 0 | 0 | 0 | 139.47 | 0 | 490.961 | 0 | 85.899 | 0 | 0 | 0 | 0 | 0 | 0 | 0 | 0 | 0 | 0 | 0 | 10^3 m²
|  |  | Floor area TABULA |  |  |  |  | 1310.819 | 0 | 594.489 | 0 | 0 | 0 | 139.47 | 0 | 490.961 | 0 | 85.899 | 0 | 0 | 0 | 0 | 0 | 0 | 0 | 0 | 0 | 0 | 0 | 10^3 m²
Building Insulation
Original state / not refurbished fraction of the envelope area
U-values of the original state
|  |  |  | Roof | [5 empty] | 0.95 |  | 0.85 |  | 0.62 |  | 0.33569 |  | 0.30624 |  | 0 |  | 0 |  | 0 |  | 0 |  | 0 |  | W/(m²K)
|  |  |  | Wall | [5 empty] | 1.2 |  | 1.23 |  | 1.13 |  | 0.52 |  | 0.52 |  | 0 |  | 0 |  | 0 |  | 0 |  | 0 |  | W/(m²K)
|  |  |  | Window | [5 empty] | 2.86 |  | 2.59 |  | 2.81 |  | 1.78 |  | 1.76 |  | 0 |  | 0 |  | 0 |  | 0 |  | 0 |  | W/(m²K)
|  |  |  | Floor | [5 empty] | 1.0155 |  | 0.98712 |  | 1.0718 |  | 0.58941 |  | 0.53599 |  | 0 |  | 0 |  | 0 |  | 0 |  | 0 |  | W/(m²K)
Refubishments (averages)
Refurbished fraction of envelope areas
|  |  |  | Roof | [5 empty] | 9.2% |  | 3.6% |  | 14.1% |  | 5.67% |  | 0.8198% |  | 0% |  | 0% |  | 0% |  | 0% |  | 0%
|  |  |  | Wall | [5 empty] | 11.5% |  | 6.6% |  | 14.9% |  | 8.3% |  | 1.9% |  | 0% |  | 0% |  | 0% |  | 0% |  | 0%
|  |  |  | Window | [5 empty] | 19.7% |  | 20.8% |  | 33.5% |  | 6.8% |  | 2% |  | 0% |  | 0% |  | 0% |  | 0% |  | 0%
|  |  |  | Floor | [5 empty] | 0.5657% |  | 0.2847% |  | 6.94% |  | 0.1941% |  | 0.8504% |  | 0% |  | 0% |  | 0% |  | 0% |  | 0%
|  |  |  | Total (indicative) | [5 empty] | 8.066% |  | 6.492% |  | 16.92% |  | 5.315% |  | 1.465% |  | 0% |  | 0% |  | 0% |  | 0% |  | 0%
U-values of the refurbished fraction (averages)
|  |  |  | Roof | [5 empty] | 0.36329 |  | 0.34765 |  | 0.22282 |  | 0.24608 |  | 0.14973 |  | 0 |  | 0 |  | 0 |  | 0 |  | 0 |  | W/(m²K)
|  |  |  | Wall | [5 empty] | 0.51064 |  | 0.51599 |  | 0.34663 |  | 0.32808 |  | 0.32808 |  | 0 |  | 0 |  | 0 |  | 0 |  | 0 |  | W/(m²K)
|  |  |  | Window | [5 empty] | 1.55 |  | 1.55 |  | 1.76 |  | 1.18 |  | 1.18 |  | 0 |  | 0 |  | 0 |  | 0 |  | 0 |  | W/(m²K)
|  |  |  | Floor | [5 empty] | 0.61224 |  | 0.54247 |  | 0.58723 |  | 0.46904 |  | 0.35789 |  | 0 |  | 0 |  | 0 |  | 0 |  | 0 |  | W/(m²K)
Main Heat Supply Systems
Ventilation Systems with Heat Recovery
|  |  |  | Occurances | [5 empty] | 0% | 0% | 0% | 0% | 0% | 0% | 0% | 0% | 0% | 0% | 0% | 0% | 0% | 0% | 0% | 0% | 0% | 0% | 0% | 0%
Heating Systems
Occurances or Fractions of Produced Heat
|  |  | 1 | Gas |  | B_NC_CT |  |  | C | 20.7% | 0% |  | 0% | 8.6% | 0% | 35.3% | 0% | 29.8% | 0% |  | 0% |  | 0% |  | 0% |  | 0% |  | 0%
|  |  | 2 | DH |  |  |  |  | C | 0% | 0% |  | 0% | 72.3% | 0% | 0% | 0% | 6.5% | 0% |  | 0% |  | 0% |  | 0% |  | 0% |  | 0%
|  |  | 3 | El |  | E |  |  | D | 1.8% | 0% |  | 0% | 0% | 0% | 1.2% | 0% | 2% | 0% |  | 0% |  | 0% |  | 0% |  | 0% |  | 0%
|  |  | 4 | Gas |  | B_NC_CT |  |  | D | 48.4% | 0% |  | 0% | 18.7% | 0% | 53.8% | 0% | 61.7% | 0% |  | 0% |  | 0% |  | 0% |  | 0% |  | 0%
|  |  | 5 | Bio_Wood |  | Stove_S |  |  | D | 29.1% | 0% |  | 0% | 0.3% | 0% | 9.7% | 0% | 0% | 0% |  | 0% |  | 0% |  | 0% |  | 0% |  | 0%
|  |  | 6 | [7 empty] | 0% |  | 0% |  | 0% |  | 0% |  | 0% |  | 0% |  | 0% |  | 0% |  | 0% |  | 0%
|  |  | 7 | [7 empty] | 0% |  | 0% |  | 0% |  | 0% |  | 0% |  | 0% |  | 0% |  | 0% |  | 0% |  | 0%
|  |  | 8 | [7 empty] | 0% |  | 0% |  | 0% |  | 0% |  | 0% |  | 0% |  | 0% |  | 0% |  | 0% |  | 0%
|  |  | 9 | [7 empty] | 0% |  | 0% |  | 0% |  | 0% |  | 0% |  | 0% |  | 0% |  | 0% |  | 0% |  | 0%
|  |  | 10 | [7 empty] | 0% |  | 0% |  | 0% |  | 0% |  | 0% |  | 0% |  | 0% |  | 0% |  | 0% |  | 0%
|  |  | 11 | [7 empty] | 0% |  | 0% |  | 0% |  | 0% |  | 0% |  | 0% |  | 0% |  | 0% |  | 0% |  | 0%
|  |  | 12 | [7 empty] | 0% |  | 0% |  | 0% |  | 0% |  | 0% |  | 0% |  | 0% |  | 0% |  | 0% |  | 0%
|  |  | 13 | [7 empty] | 0% |  | 0% |  | 0% |  | 0% |  | 0% |  | 0% |  | 0% |  | 0% |  | 0% |  | 0%
|  |  | 14 | [7 empty] | 0% |  | 0% |  | 0% |  | 0% |  | 0% |  | 0% |  | 0% |  | 0% |  | 0% |  | 0%
|  |  | 15 | [7 empty] | 0% |  | 0% |  | 0% |  | 0% |  | 0% |  | 0% |  | 0% |  | 0% |  | 0% |  | 0%
|  |  | 16 | [7 empty] | 0% |  | 0% |  | 0% |  | 0% |  | 0% |  | 0% |  | 0% |  | 0% |  | 0% |  | 0%
|  |  | 17 | [7 empty] | 0% |  | 0% |  | 0% |  | 0% |  | 0% |  | 0% |  | 0% |  | 0% |  | 0% |  | 0%
|  |  | 18 | [7 empty] | 0% |  | 0% |  | 0% |  | 0% |  | 0% |  | 0% |  | 0% |  | 0% |  | 0% |  | 0%
|  |  | 19 | [7 empty] | 0% |  | 0% |  | 0% |  | 0% |  | 0% |  | 0% |  | 0% |  | 0% |  | 0% |  | 0%
|  |  | 20 | [7 empty] | 0% |  | 0% |  | 0% |  | 0% |  | 0% |  | 0% |  | 0% |  | 0% |  | 0% |  | 0%
|  |  |  | Sum | [5 empty] | 100% | 0% |  | 0% | 99.9% | 0% | 100% | 0% | 100% | 0% |  | 0% |  | 0% |  | 0% |  | 0% |  | 0%
[5 empty] | thereof |  | central |  |  | 20.7% | 0% | 0% | 0% | 80.9% | 0% | 35.3% | 0% | 36.3% | 0% | 0% | 0% | 0% | 0% | 0% | 0% | 0% | 0% | 0% | 0%
[7 empty] | decentral |  |  | 79.3% | 0% | 0% | 0% | 19% | 0% | 64.7% | 0% | 63.7% | 0% | 0% | 0% | 0% | 0% | 0% | 0% | 0% | 0% | 0% | 0%
|  |  |  | Other Systems | [5 empty] | 0% | 0% |  | 0% | 0.1% | 0% | 0% | 0% | 0% | 0% |  | 0% |  | 0% |  | 0% |  | 0% |  | 0%
DHW Systems
Occurances or Fractions of Produced Heat
|  |  | 1 | Gas |  | B_NC_CT |  |  | C | 21.2% | 0% |  | 0% | 8.4% | 0% | 28.5% | 0% | 27.6% | 0% |  | 0% |  | 0% |  | 0% |  | 0% |  | 0%
|  |  | 2 | DH |  |  |  |  | C | 0% | 0% |  | 0% | 69.8% | 0% | 0% | 0% | 7.2% | 0% |  | 0% |  | 0% |  | 0% |  | 0% |  | 0%
|  |  | 3 | El |  |  |  |  | D | 0% | 0% |  | 0% | 4.4% | 0% | 16.2% | 0% | 6.7% | 0% |  | 0% |  | 0% |  | 0% |  | 0% |  | 0%
|  |  | 4 | Gas |  | B_NC_CT |  |  | D | 55.6% | 0% |  | 0% | 17.3% | 0% | 52.3% | 0% | 57% | 0% |  | 0% |  | 0% |  | 0% |  | 0% |  | 0%
|  |  | 5 | Bio_Wood |  | B_WP |  |  | D | 19.8% | 0% |  | 0% | 0% | 0% | 0% | 0% | 0% | 0% |  | 0% |  | 0% |  | 0% |  | 0% |  | 0%
|  |  | 6 | [7 empty] | 0% |  | 0% |  | 0% |  | 0% |  | 0% |  | 0% |  | 0% |  | 0% |  | 0% |  | 0%
|  |  | 7 | [7 empty] | 0% |  | 0% |  | 0% |  | 0% |  | 0% |  | 0% |  | 0% |  | 0% |  | 0% |  | 0%
|  |  | 8 | [7 empty] | 0% |  | 0% |  | 0% |  | 0% |  | 0% |  | 0% |  | 0% |  | 0% |  | 0% |  | 0%
|  |  | 9 | [7 empty] | 0% |  | 0% |  | 0% |  | 0% |  | 0% |  | 0% |  | 0% |  | 0% |  | 0% |  | 0%
|  |  | 10 | [7 empty] | 0% |  | 0% |  | 0% |  | 0% |  | 0% |  | 0% |  | 0% |  | 0% |  | 0% |  | 0%
|  |  | 11 | [7 empty] | 0% |  | 0% |  | 0% |  | 0% |  | 0% |  | 0% |  | 0% |  | 0% |  | 0% |  | 0%
|  |  | 12 | [7 empty] | 0% |  | 0% |  | 0% |  | 0% |  | 0% |  | 0% |  | 0% |  | 0% |  | 0% |  | 0%
|  |  | 13 | [7 empty] | 0% |  | 0% |  | 0% |  | 0% |  | 0% |  | 0% |  | 0% |  | 0% |  | 0% |  | 0%
|  |  | 14 | [7 empty] | 0% |  | 0% |  | 0% |  | 0% |  | 0% |  | 0% |  | 0% |  | 0% |  | 0% |  | 0%
|  |  | 15 | [7 empty] | 0% |  | 0% |  | 0% |  | 0% |  | 0% |  | 0% |  | 0% |  | 0% |  | 0% |  | 0%
|  |  | 16 | [7 empty] | 0% |  | 0% |  | 0% |  | 0% |  | 0% |  | 0% |  | 0% |  | 0% |  | 0% |  | 0%
|  |  | 17 | [7 empty] | 0% |  | 0% |  | 0% |  | 0% |  | 0% |  | 0% |  | 0% |  | 0% |  | 0% |  | 0%
|  |  | 18 | [7 empty] | 0% |  | 0% |  | 0% |  | 0% |  | 0% |  | 0% |  | 0% |  | 0% |  | 0% |  | 0%
|  |  | 19 | [7 empty] | 0% |  | 0% |  | 0% |  | 0% |  | 0% |  | 0% |  | 0% |  | 0% |  | 0% |  | 0%
|  |  | 20 | [7 empty] | 0% |  | 0% |  | 0% |  | 0% |  | 0% |  | 0% |  | 0% |  | 0% |  | 0% |  | 0%
|  |  |  | Sum | [5 empty] | 96.6% | 0% |  | 0% | 99.9% | 0% | 97% | 0% | 98.5% | 0% |  | 0% |  | 0% |  | 0% |  | 0% |  | 0%
[5 empty] | thereof |  | central |  |  | 21.2% | 0% | 0% | 0% | 78.2% | 0% | 28.5% | 0% | 34.8% | 0% | 0% | 0% | 0% | 0% | 0% | 0% | 0% | 0% | 0% | 0%
[7 empty] | decentral |  |  | 75.4% | 0% | 0% | 0% | 21.7% | 0% | 68.5% | 0% | 63.7% | 0% | 0% | 0% | 0% | 0% | 0% | 0% | 0% | 0% | 0% | 0%
|  |  |  | Other Systems | [5 empty] | 3.4% | 0% |  | 0% | 0.1% | 0% | 3% | 0% | 1.5% | 0% |  | 0% |  | 0% |  | 0% |  | 0% |  | 0%
|  | Energy Balance | [16 empty] | All energy quantities in | MWh/a |  |  |  | Heating + DHW
separate modell: real example buildings (with one representative heating/dhw system)
[8 empty] | fuels related to |  |  | gross | 0% | calorific value
[28 empty] | Total |  | per m²
|  |  | Net heat need |  |  |  |  | 135466.3569 |  | 0 |  | 13321.2102 |  | 50343.2169 |  | 8797.1891 |  | 0 |  | 0 |  | 0 |  | 0 |  | 0 |  | 207927.9731 |  | 158.6245
|  |  | Produced heat |  |  |  |  | 173762.3598 |  | 0 |  | 20465.1924 |  | 83947.2412 |  | 14518.6029 |  | 0 |  | 0 |  | 0 |  | 0 |  | 0 |  | 292693.3963 |  | 223.2905
|  |  | Gas |  |  |  | 1.087 | 132385.1876 |  | 0 |  | 9039.757 |  | 76949.9891 |  | 14270.0552 |  | 0 |  | 0 |  | 0 |  | 0 |  | 0 |  | 232644.9888 |  | 177.4806
|  |  | Oil |  |  |  | 1.0526 | 0 |  | 0 |  | 0 |  | 0 |  | 0 |  | 0 |  | 0 |  | 0 |  | 0 |  | 0 |  | 0 |  | 0
|  |  | Coal |  |  |  | 1.0526 | 0 |  | 0 |  | 0 |  | 0 |  | 0 |  | 0 |  | 0 |  | 0 |  | 0 |  | 0 |  | 0 |  | 0
|  |  | Bio |  |  |  | 1.0526 | 51724.9063 |  | 0 |  | 56.5657 |  | 7019.7687 |  | 0 |  | 0 |  | 0 |  | 0 |  | 0 |  | 0 |  | 58801.2408 |  | 44.8584
|  |  | DH |  |  |  |  | 0 |  | 0 |  | 11823.5151 |  | 448.905 |  | 683.7829 |  | 0 |  | 0 |  | 0 |  | 0 |  | 0 |  | 12956.203 |  | 9.8841
|  |  | El |  |  |  |  | 2829.3263 |  | 0 |  | 271.3634 |  | 6035.5661 |  | 706.3692 |  | 0 |  | 0 |  | 0 |  | 0 |  | 0 |  | 9842.6249 |  | 7.5088
|  |  | Other / not specified |  |  |  |  | 0 |  | 0 |  | 0 |  | 0 |  | 0 |  | 0 |  | 0 |  | 0 |  | 0 |  | 0 |  | 0 |  | 0
|  |  | Sum final energy |  |  |  |  | 186939.4201 |  | 0 |  | 21191.2012 |  | 90454.2288 |  | 15660.2073 |  | 0 |  | 0 |  | 0 |  | 0 |  | 0 |  | 314245.0574 |  | 239.7318
|  |  | per m² |  |  |  |  | 314.454 |  |  |  | 151.9409 |  | 184.2391 |  | 182.3095
|  |  | CHP electr. production |  |  |  |  | 0 |  | 0 |  | 0 |  | 0 |  | 0 |  | 0 |  | 0 |  | 0 |  | 0 |  | 0 |  | 0 |  | 0
| Version: |  | 2016-01-21
| TABULA Average Buildings | [29 empty] | EPISCOPE Monitoring Indicators
[5 empty] | Building Stock |  |  |  | IE | Local |  |  | Housing Stock on Northside of Dublin City, Ireland | [15 empty] | Year | 2015
[5 empty] | Details |  |  |  | Energy Action model | Housing Stock on Northside of Dublin City, Ireland | Housing Stock on Northside of Dublin City, Ireland | Housing Stock on Northside of Dublin City, Ireland | Housing Stock on Northside of Dublin City, Ireland | Housing Stock on Northside of Dublin City, Ireland | Housing Stock on Northside of Dublin City, Ireland | Housing Stock on Northside of Dublin City, Ireland | Housing Stock on Northside of Dublin City, Ireland | Housing Stock on Northside of Dublin City, Ireland | Housing Stock on Northside of Dublin City, Ireland | Housing Stock on Northside of Dublin City, Ireland | Housing Stock on Northside of Dublin City, Ireland | Housing Stock on Northside of Dublin City, Ireland | Housing Stock on Northside of Dublin City, Ireland | Housing Stock on Northside of Dublin City, Ireland | Housing Stock on Northside of Dublin City, Ireland | Housing Stock on Northside of Dublin City, Ireland | Housing Stock on Northside of Dublin City, Ireland | Housing Stock on Northside of Dublin City, Ireland | Housing Stock on Northside of Dublin City, Ireland | Housing Stock on Northside of Dublin City, Ireland | Housing Stock on Northside of Dublin City, Ireland
Annotations to this sheet
[10 empty] | 1 |  | 2 |  | 3 |  | 4 |  | 5 |  | 6 |  | 7 |  | 8 |  | 9 |  | 10
|  |  | Building type / label | [6 empty] | House 1700-1977 |  | House 1978-1999 |  | House 2000-2010 |  | Apartment 1700-1977 |  | Apartment 1978-1999 |  | Apartment 2000-2010
Building size category
Construction time band
|  | General Data | [5 empty] | Total
|  |  | Number of buildings |  |  |  |  | 134000 | 0 | 66101.1533 | 0 | 23190.496 | 0 | 6891.3508 | 0 | 7128.1266 | 0 | 10608.9141 | 0 | 20079.9593 | 0 | 0 | 0 | 0 | 0 | 0 | 0 | 0 | 0 | 10^0
|  |  | Number of dwellings |  |  |  |  | 134000 | 0 | 66101 | 0 | 23190 | 0 | 6891 | 0 | 7128 | 0 | 10609 | 0 | 20081 | 0 | 0 | 0 | 0 | 0 | 0 | 0 | 0 | 0 | 10^0
|  |  | Floor area national | [6 empty] | 6643.1659 | 0 | 2147.4399 | 0 | 769.0747 | 0 | 326.4682 | 0 | 504.9843 | 0 | 1411.6211 | 0 | 0 | 0 | 0 | 0 | 0 | 0 | 0 | 0 | 10^3 m²
|  |  | Floor area TABULA |  |  |  |  | 11802.7542 | 0 | 6643.1659 | 0 | 2147.4399 | 0 | 769.0747 | 0 | 326.4682 | 0 | 504.9843 | 0 | 1411.6211 | 0 | 0 | 0 | 0 | 0 | 0 | 0 | 0 | 0 | 10^3 m²
Building Insulation
Original state / not refurbished fraction of the envelope area
U-values of the original state
|  |  |  | Roof | [5 empty] | 1.26 |  | 0.42 |  | 0.42 |  | 1.87 |  | 0.41 |  | 0.41 |  | 0 |  | 0 |  | 0 |  | 0 |  | W/(m²K)
|  |  |  | Wall | [5 empty] | 1.78 |  | 0.67 |  | 0.42 |  | 1.63 |  | 0.66 |  | 0.51 |  | 0 |  | 0 |  | 0 |  | 0 |  | W/(m²K)
|  |  |  | Window | [5 empty] | 4.9041 |  | 4.1868 |  | 2.5673 |  | 4.4495 |  | 3.3426 |  | 2.5149 |  | 0 |  | 0 |  | 0 |  | 0 |  | W/(m²K)
|  |  |  | Floor | [5 empty] | 1.22 |  | 1.02 |  | 0.7 |  | 1.4 |  | 1.06 |  | 5.2 |  | 0 |  | 0 |  | 0 |  | 0 |  | W/(m²K)
Refubishments (averages)
Refurbished fraction of envelope areas
|  |  |  | Roof | [5 empty] | 47.9% |  | 44.4% |  | 8% |  | 42.4% |  | 27.4% |  | 0.7% |  | 0% |  | 0% |  | 0% |  | 0%
|  |  |  | Wall | [5 empty] | 25% |  | 43.3% |  | 2.5% |  | 22.3% |  | 16.3% |  | 0.7% |  | 0% |  | 0% |  | 0% |  | 0%
|  |  |  | Window | [5 empty] | 76.76% |  | 76.83% |  | 15.31% |  | 61.78% |  | 62.96% |  | 5.29% |  | 0% |  | 0% |  | 0% |  | 0%
|  |  |  | Floor | [5 empty] | 1.5% |  | 0.5% |  | 2.9% |  | 0.6% |  | 3.1% |  | 3.5% |  | 0% |  | 0% |  | 0% |  | 0%
|  |  |  | Total (indicative) | [5 empty] | 29.45% |  | 35.41% |  | 5.185% |  | 26.26% |  | 21.41% |  | 1.919% |  | 0% |  | 0% |  | 0% |  | 0%
U-values of the refurbished fraction (averages)
|  |  |  | Roof | [5 empty] | 0.25 |  | 0.14 |  | 0.13 |  | 0.24 |  | 0.14 |  | 0.13 |  | 0 |  | 0 |  | 0 |  | 0 |  | W/(m²K)
|  |  |  | Wall | [5 empty] | 0.35 |  | 0.33 |  | 0.21 |  | 0.36 |  | 0.34 |  | 0.22 |  | 0 |  | 0 |  | 0 |  | 0 |  | W/(m²K)
|  |  |  | Window | [5 empty] | 2.8888 |  | 2.7916 |  | 1.6989 |  | 2.8271 |  | 2.7249 |  | 1.6345 |  | 0 |  | 0 |  | 0 |  | 0 |  | W/(m²K)
|  |  |  | Floor | [5 empty] | 0.36 |  | 0.44 |  | 0.26 |  | 0.38 |  | 0.4 |  | 0.3 |  | 0 |  | 0 |  | 0 |  | 0 |  | W/(m²K)
Main Heat Supply Systems
Ventilation Systems with Heat Recovery
|  |  |  | Occurances | [5 empty] | 0.09727% | 0% | 0% | 0% | 0% | 0% | 0% | 0% | 0% | 0% | 0% | 0% | 0% | 0% | 0% | 0% | 0% | 0% | 0% | 0%
Heating Systems
Occurances or Fractions of Produced Heat
|  |  | 1 | Gas |  | B_NC_CT |  |  | C | 85.1% | 0% | 88.9% | 0% | 93.1% | 0% | 55% | 0% | 38% | 0% | 55.7% | 0% |  | 0% |  | 0% |  | 0% |  | 0%
|  |  | 2 | Oil |  | B_NC_CT |  |  | C | 9.1% | 0% | 5.9% | 0% | 0.8% | 0% | 3.1% | 0% | 0% | 0% | 0% | 0% |  | 0% |  | 0% |  | 0% |  | 0%
|  |  | 3 | El |  |  |  |  | C | 0% | 0% | 0% | 0% | 2.2% | 0% | 0% | 0% | 0% | 0% | 0.5% | 0% |  | 0% |  | 0% |  | 0% |  | 0%
|  |  | 4 | Bio |  |  |  |  | C | 0% | 0% | 0% | 0% | 0% | 0% | 0% | 0% | 0% | 0% | 0.2% | 0% |  | 0% |  | 0% |  | 0% |  | 0%
|  |  | 5 | Coal |  | B_NC_CT |  |  | C | 0.4% | 0% | 0% | 0% | 0% | 0% | 0% | 0% | 0% | 0% | 0% | 0% |  | 0% |  | 0% |  | 0% |  | 0%
|  |  | 6 | Gas |  |  |  |  | D | 0% | 0% | 0% | 0% | 0% | 0% | 0% | 0% | 0% | 0% | 0% | 0% |  | 0% |  | 0% |  | 0% |  | 0%
|  |  | 7 | Oil |  |  |  |  | D | 0% | 0% | 0% | 0% | 0% | 0% | 0% | 0% | 0% | 0% | 0% | 0% |  | 0% |  | 0% |  | 0% |  | 0%
|  |  | 8 | El |  | E_Storage |  |  | D | 3.6% | 0% | 4.8% | 0% | 3.6% | 0% | 41% | 0% | 61.6% | 0% | 43.6% | 0% |  | 0% |  | 0% |  | 0% |  | 0%
|  |  | 9 | Bio |  |  |  |  | D | 0% | 0% | 0% | 0% | 0% | 0% | 0% | 0% | 0% | 0% | 0% | 0% |  | 0% |  | 0% |  | 0% |  | 0%
|  |  | 10 | Coal |  | OpenFire |  |  | D | 1.4% | 0% | 0% | 0% | 0% | 0% | 0.7% | 0% | 0% | 0% | 0% | 0% |  | 0% |  | 0% |  | 0% |  | 0%
|  |  | 11 | [7 empty] | 0% |  | 0% |  | 0% |  | 0% |  | 0% |  | 0% |  | 0% |  | 0% |  | 0% |  | 0%
|  |  | 12 | [7 empty] | 0% |  | 0% |  | 0% |  | 0% |  | 0% |  | 0% |  | 0% |  | 0% |  | 0% |  | 0%
|  |  | 13 | [7 empty] | 0% |  | 0% |  | 0% |  | 0% |  | 0% |  | 0% |  | 0% |  | 0% |  | 0% |  | 0%
|  |  | 14 | [7 empty] | 0% |  | 0% |  | 0% |  | 0% |  | 0% |  | 0% |  | 0% |  | 0% |  | 0% |  | 0%
|  |  | 15 | [7 empty] | 0% |  | 0% |  | 0% |  | 0% |  | 0% |  | 0% |  | 0% |  | 0% |  | 0% |  | 0%
|  |  | 16 | [7 empty] | 0% |  | 0% |  | 0% |  | 0% |  | 0% |  | 0% |  | 0% |  | 0% |  | 0% |  | 0%
|  |  | 17 | [7 empty] | 0% |  | 0% |  | 0% |  | 0% |  | 0% |  | 0% |  | 0% |  | 0% |  | 0% |  | 0%
|  |  | 18 | [7 empty] | 0% |  | 0% |  | 0% |  | 0% |  | 0% |  | 0% |  | 0% |  | 0% |  | 0% |  | 0%
|  |  | 19 | [7 empty] | 0% |  | 0% |  | 0% |  | 0% |  | 0% |  | 0% |  | 0% |  | 0% |  | 0% |  | 0%
|  |  | 20 | [7 empty] | 0% |  | 0% |  | 0% |  | 0% |  | 0% |  | 0% |  | 0% |  | 0% |  | 0% |  | 0%
|  |  |  | Sum | [5 empty] | 99.6% | 0% | 99.6% | 0% | 99.7% | 0% | 99.8% | 0% | 99.6% | 0% | 100% | 0% |  | 0% |  | 0% |  | 0% |  | 0%
[5 empty] | thereof |  | central |  |  | 94.6% | 0% | 94.8% | 0% | 96.1% | 0% | 58.1% | 0% | 38% | 0% | 56.4% | 0% | 0% | 0% | 0% | 0% | 0% | 0% | 0% | 0%
[7 empty] | decentral |  |  | 5% | 0% | 4.8% | 0% | 3.6% | 0% | 41.7% | 0% | 61.6% | 0% | 43.6% | 0% | 0% | 0% | 0% | 0% | 0% | 0% | 0% | 0%
|  |  |  | Other Systems | [5 empty] | 0.4% | 0% | 0.4% | 0% | 0.3% | 0% | 0.2% | 0% | 0.4% | 0% | 0% | 0% |  | 0% |  | 0% |  | 0% |  | 0%
DHW Systems
Occurances or Fractions of Produced Heat
|  |  | 1 | Gas |  | B_NC_CT |  |  | C | 85.1% | 0% | 88.8% | 0% | 93.4% | 0% | 55.2% | 0% | 37.8% | 0% | 55.7% | 0% |  | 0% |  | 0% |  | 0% |  | 0%
|  |  | 2 | Oil |  | B_NC_CT |  |  | C | 9.1% | 0% | 5.9% | 0% | 0.8% | 0% | 3.1% | 0% | 0% | 0% | 0% | 0% |  | 0% |  | 0% |  | 0% |  | 0%
|  |  | 3 | El |  |  |  |  | C | 0% | 0% | 0% | 0% | 2.2% | 0% | 0% | 0% | 0% | 0% | 0.5% | 0% |  | 0% |  | 0% |  | 0% |  | 0%
|  |  | 4 | Bio |  |  |  |  | C | 0% | 0% | 0% | 0% | 0% | 0% | 0% | 0% | 0% | 0% | 0.2% | 0% |  | 0% |  | 0% |  | 0% |  | 0%
|  |  | 5 | Coal |  | B_NC_CT |  |  | C | 0.5% | 0% | 0% | 0% | 0% | 0% | 0% | 0% | 0% | 0% | 0% | 0% |  | 0% |  | 0% |  | 0% |  | 0%
|  |  | 6 | Gas |  |  |  |  | D | 0% | 0% | 0% | 0% | 0% | 0% | 0% | 0% | 0% | 0% | 0% | 0% |  | 0% |  | 0% |  | 0% |  | 0%
|  |  | 7 | Oil |  |  |  |  | D | 0% | 0% | 0% | 0% | 0% | 0% | 0% | 0% | 0% | 0% | 0% | 0% |  | 0% |  | 0% |  | 0% |  | 0%
|  |  | 8 | El |  | E_Immersion |  |  | D | 4.6% | 0% | 4.8% | 0% | 3.5% | 0% | 40.9% | 0% | 61.7% | 0% | 43.6% | 0% |  | 0% |  | 0% |  | 0% |  | 0%
|  |  | 9 | Bio |  |  |  |  | D | 0% | 0% | 0% | 0% | 0% | 0% | 0% | 0% | 0% | 0% | 0% | 0% |  | 0% |  | 0% |  | 0% |  | 0%
|  |  | 10 | Coal |  | Other |  |  | D | 0.5% | 0% | 0% | 0% | 0% | 0% | 0% | 0% | 0% | 0% | 0% | 0% |  | 0% |  | 0% |  | 0% |  | 0%
|  |  | 11 | [7 empty] | 0% |  | 0% |  | 0% |  | 0% |  | 0% |  | 0% |  | 0% |  | 0% |  | 0% |  | 0%
|  |  | 12 | [7 empty] | 0% |  | 0% |  | 0% |  | 0% |  | 0% |  | 0% |  | 0% |  | 0% |  | 0% |  | 0%
|  |  | 13 | [7 empty] | 0% |  | 0% |  | 0% |  | 0% |  | 0% |  | 0% |  | 0% |  | 0% |  | 0% |  | 0%
|  |  | 14 | [7 empty] | 0% |  | 0% |  | 0% |  | 0% |  | 0% |  | 0% |  | 0% |  | 0% |  | 0% |  | 0%
|  |  | 15 | [7 empty] | 0% |  | 0% |  | 0% |  | 0% |  | 0% |  | 0% |  | 0% |  | 0% |  | 0% |  | 0%
|  |  | 16 | [7 empty] | 0% |  | 0% |  | 0% |  | 0% |  | 0% |  | 0% |  | 0% |  | 0% |  | 0% |  | 0%
|  |  | 17 | [7 empty] | 0% |  | 0% |  | 0% |  | 0% |  | 0% |  | 0% |  | 0% |  | 0% |  | 0% |  | 0%
|  |  | 18 | [7 empty] | 0% |  | 0% |  | 0% |  | 0% |  | 0% |  | 0% |  | 0% |  | 0% |  | 0% |  | 0%
|  |  | 19 | [7 empty] | 0% |  | 0% |  | 0% |  | 0% |  | 0% |  | 0% |  | 0% |  | 0% |  | 0% |  | 0%
|  |  | 20 | [7 empty] | 0% |  | 0% |  | 0% |  | 0% |  | 0% |  | 0% |  | 0% |  | 0% |  | 0% |  | 0%
|  |  |  | Sum | [5 empty] | 99.8% | 0% | 99.5% | 0% | 99.9% | 0% | 99.2% | 0% | 99.5% | 0% | 100% | 0% |  | 0% |  | 0% |  | 0% |  | 0%
[5 empty] | thereof |  | central |  |  | 94.7% | 0% | 94.7% | 0% | 96.4% | 0% | 58.3% | 0% | 37.8% | 0% | 56.4% | 0% | 0% | 0% | 0% | 0% | 0% | 0% | 0% | 0%
[7 empty] | decentral |  |  | 5.1% | 0% | 4.8% | 0% | 3.5% | 0% | 40.9% | 0% | 61.7% | 0% | 43.6% | 0% | 0% | 0% | 0% | 0% | 0% | 0% | 0% | 0%
|  |  |  | Other Systems | [5 empty] | 0.2% | 0% | 0.5% | 0% | 0.1% | 0% | 0.8% | 0% | 0.5% | 0% | 0% | 0% |  | 0% |  | 0% |  | 0% |  | 0%
|  | Energy Balance | [16 empty] | All energy quantities in | MWh/a |  |  |  | Heating + DHW
[8 empty] | fuels related to |  |  | gross | 0% | calorific value
[28 empty] | Total |  | per m²
|  |  | Net heat need |  |  |  |  | 587000.119 |  | 181586.582 |  | 58446.402 |  | 45873.48 |  | 46994.92 |  | 111625.255 |  | 0 |  | 0 |  | 0 |  | 0 |  | 1031526.758 |  | 87.3971
|  |  | Produced heat |  |  |  |  | 660702.5564 |  | 205990.9308 |  | 66191.9105 |  | 51765.2077 |  | 53472.6038 |  | 126640.5398 |  | 0 |  | 0 |  | 0 |  | 0 |  | 1164763.749 |  | 98.6858
|  |  | Gas |  |  |  | 1 | 657274.7804 |  | 212340.8033 |  | 75279.2433 |  | 38391.1109 |  | 29644.3963 |  | 97479.8021 |  | 0 |  | 0 |  | 0 |  | 0 |  | 1110410.1364 |  | 94.0806
|  |  | Oil |  |  |  | 1 | 96518.9033 |  | 19214.4503 |  | 828.4386 |  | 2188.0905 |  | 0 |  | 0 |  | 0 |  | 0 |  | 0 |  | 0 |  | 118749.8826 |  | 10.0612
|  |  | Coal |  |  |  | 1 | 28061.2333 |  | 0 |  | 0 |  | 1176.8226 |  | 0 |  | 0 |  | 0 |  | 0 |  | 0 |  | 0 |  | 29238.0559 |  | 2.4772
|  |  | Bio |  |  |  | 1 | 0 |  | 0 |  | 0 |  | 0 |  | 0 |  | 352.8747 |  | 0 |  | 0 |  | 0 |  | 0 |  | 352.8747 |  | 0.029898
|  |  | DH |  |  |  |  | 0 |  | 0 |  | 0 |  | 0 |  | 0 |  | 0 |  | 0 |  | 0 |  | 0 |  | 0 |  | 0 |  | 0
|  |  | El |  |  |  |  | 43229.398 |  | 16369.746 |  | 3702.944 |  | 18800.013 |  | 31654.329 |  | 47124.804 |  | 0 |  | 0 |  | 0 |  | 0 |  | 160881.234 |  | 13.6308
|  |  | Other / not specified |  |  |  |  | 0 |  | 0 |  | 0 |  | 0 |  | 0 |  | 0 |  | 0 |  | 0 |  | 0 |  | 0 |  | 0 |  | 0
|  |  | Sum final energy |  |  |  |  | 825084.315 |  | 247924.9996 |  | 79810.6258 |  | 60556.037 |  | 61298.7253 |  | 144957.4809 |  | 0 |  | 0 |  | 0 |  | 0 |  | 1419632.1836 |  | 120.2797
|  |  | per m² |  |  |  |  | 124.2005 |  | 115.4514 |  | 103.7749 |  | 185.4883 |  | 121.3874 |  | 102.6887
|  |  | CHP electr. production |  |  |  |  | 0 |  | 0 |  | 0 |  | 0 |  | 0 |  | 0 |  | 0 |  | 0 |  | 0 |  | 0 |  | 0 |  | 0
| Version: |  | 2016-01-21
| TABULA Average Buildings | [29 empty] | EPISCOPE Monitoring Indicators
[5 empty] | Building Stock |  |  |  | IT | Regional |  |  | Residential building stock of Piedmont region, Italy | [15 empty] | Year | 2015
[5 empty] | Details |  |  |  | Basic case - year 2015, POLITO model / Basic case - year 2015 | Residential building stock of Piedmont region, Italy | Residential building stock of Piedmont region, Italy | Residential building stock of Piedmont region, Italy | Residential building stock of Piedmont region, Italy | Residential building stock of Piedmont region, Italy | Residential building stock of Piedmont region, Italy | Residential building stock of Piedmont region, Italy | Residential building stock of Piedmont region, Italy | Residential building stock of Piedmont region, Italy | Residential building stock of Piedmont region, Italy | Residential building stock of Piedmont region, Italy | Residential building stock of Piedmont region, Italy | Residential building stock of Piedmont region, Italy | Residential building stock of Piedmont region, Italy | Residential building stock of Piedmont region, Italy | Residential building stock of Piedmont region, Italy | Residential building stock of Piedmont region, Italy | Residential building stock of Piedmont region, Italy | Residential building stock of Piedmont region, Italy | Residential building stock of Piedmont region, Italy | Residential building stock of Piedmont region, Italy | Residential building stock of Piedmont region, Italy
Annotations to this sheet
[10 empty] | 1 |  | 2 |  | 3 |  | 4 |  | 5 |  | 6 |  | 7 |  | 8 |  | 9 |  | 10
|  |  | Building type / label | [6 empty] | SFH I |  | SFH II |  | SFH III |  | SFH IV |  | SFH V |  | MFH I |  | MFH II |  | MFH III |  | MFH IV |  | MFH V
Building size category
Construction time band
|  | General Data | [5 empty] | Total
|  |  | Number of buildings |  |  |  |  | 701177.9183 | 0 | 282310.5304 | 0 | 126380.3455 | 0 | 90069.7388 | 0 | 45725.1688 | 0 | 16029.0545 | 0 | 28088.5845 | 0 | 59369.9976 | 0 | 37014.3125 | 0 | 11941.0923 | 0 | 4249.0933 | 0 | 10^0
|  |  | Number of dwellings |  |  |  |  | 2279871 | 0 | 282311 | 0 | 126623 | 0 | 90115 | 0 | 45672 | 0 | 16018 | 0 | 447257 | 0 | 595148 | 0 | 442545 | 0 | 179116 | 0 | 55066 | 0 | 10^0
|  |  | Floor area national | [6 empty] | 32.4657 | 0 | 19.7532 | 0 | 17.9329 | 0 | 7.8556 | 0 | 2.7871 | 0 | 29.0717 | 0 | 48.8021 | 0 | 40.2716 | 0 | 11.6426 | 0 | 3.5242 | 0 | 10^6 m²
|  |  | Floor area TABULA |  |  |  |  | 214.1067 | 0 | 32.4657 | 0 | 19.7532 | 0 | 17.9329 | 0 | 7.8556 | 0 | 2.7871 | 0 | 29.0717 | 0 | 48.8021 | 0 | 40.2716 | 0 | 11.6426 | 0 | 3.5242 | 0 | 10^6 m²
Building Insulation
Original state / not refurbished fraction of the envelope area
U-values of the original state
|  |  |  | Roof | [5 empty] | 1.8 |  | 2.2 |  | 1.14 |  | 0.69 |  | 0.3 |  | 2.86 |  | 1.65 |  | 0.97 |  | 0.69 |  | 0.3 |  | W/(m²K)
|  |  |  | Wall | [5 empty] | 1.47 |  | 1.33 |  | 1.06 |  | 0.74 |  | 0.42 |  | 1.47 |  | 1.33 |  | 1.06 |  | 0.74 |  | 0.42 |  | W/(m²K)
|  |  |  | Window | [5 empty] | 4.6281 |  | 4.6922 |  | 2.7033 |  | 2.6894 |  | 1.9702 |  | 4.9 |  | 4.9 |  | 2.8 |  | 2.8 |  | 2 |  | W/(m²K)
|  |  |  | Floor | [5 empty] | 2 |  | 2 |  | 0.98 |  | 0.77 |  | 0.33 |  | 1.87 |  | 1.3 |  | 0.98 |  | 0.77 |  | 0.33 |  | W/(m²K)
Refubishments (averages)
Refurbished fraction of envelope areas
|  |  |  | Roof | [5 empty] | 0% |  | 0% |  | 0% |  | 0% |  | 0% |  | 0% |  | 0% |  | 0% |  | 0% |  | 0%
|  |  |  | Wall | [5 empty] | 21.5% |  | 24.5% |  | 0% |  | 0% |  | 0% |  | 21.4% |  | 24.6% |  | 0% |  | 0% |  | 0%
|  |  |  | Window | [5 empty] | 40.62% |  | 41.86% |  | 0% |  | 0% |  | 0% |  | 48.4% |  | 46.6% |  | 0% |  | 0% |  | 0%
|  |  |  | Floor | [5 empty] | 0% |  | 0% |  | 0% |  | 0% |  | 0% |  | 0% |  | 0% |  | 0% |  | 0% |  | 0%
|  |  |  | Total (indicative) | [5 empty] | 14.19% |  | 13.75% |  | 0% |  | 0% |  | 0% |  | 9.728% |  | 20.37% |  | 0% |  | 0% |  | 0%
U-values of the refurbished fraction (averages)
|  |  |  | Roof | [5 empty] | 0 |  | 0 |  | 0 |  | 0 |  | 0 |  | 0 |  | 0 |  | 0 |  | 0 |  | 0 |  | W/(m²K)
|  |  |  | Wall | [5 empty] | 0.82 |  | 0.805 |  | 0 |  | 0 |  | 0 |  | 0.82 |  | 0.805 |  | 0 |  | 0 |  | 0 |  | W/(m²K)
|  |  |  | Window | [5 empty] | 2.8 |  | 2.8 |  | 0 |  | 0 |  | 0 |  | 2.8 |  | 2.8 |  | 0 |  | 0 |  | 0 |  | W/(m²K)
|  |  |  | Floor | [5 empty] | 0 |  | 0 |  | 0 |  | 0 |  | 0 |  | 0 |  | 0 |  | 0 |  | 0 |  | 0 |  | W/(m²K)
Main Heat Supply Systems
Ventilation Systems with Heat Recovery
|  |  |  | Occurances | [5 empty] | 0% | 0% | 0% | 0% | 0% | 0% | 0% | 0% | 0% | 0% | 0% | 0% | 0% | 0% | 0% | 0% | 0% | 0% | 0% | 0%
Heating Systems
Occurances or Fractions of Produced Heat
|  |  | 1 | Gas |  | B_NC |  |  | C | 85% | 0% | 75% | 0% | 75% | 0% | 81% | 0% | 40% | 0% | 0% | 0% | 73% | 0% | 0% | 0% | 0% | 0% | 40% | 0%
|  |  | 2 | Gas |  | B_C |  |  | C | 15% | 0% | 19% | 0% | 25% | 0% | 19% | 0% | 53% | 0% | 0% | 0% | 20% | 0% | 0% | 0% | 0% | 0% | 53% | 0%
|  |  | 3 | DH |  | TS |  |  | C | 0% | 0% | 6% | 0% | 0% | 0% | 0% | 0% | 0% | 0% | 0% | 0% | 7% | 0% | 0% | 0% | 0% | 0% | 0% | 0%
|  |  | 4 | El |  | HP_Air |  |  | C | 0% | 0% | 0% | 0% | 0% | 0% | 0% | 0% | 7% | 0% | 0% | 0% | 0% | 0% | 0% | 0% | 0% | 0% | 7% | 0%
|  |  | 5 | Gas |  | B_NC |  |  | D | 0% | 0% | 0% | 0% | 0% | 0% | 0% | 0% | 0% | 0% | 85% | 0% | 0% | 0% | 75% | 0% | 81% | 0% | 0% | 0%
|  |  | 6 | Gas |  | B_C |  |  | D | 0% | 0% | 0% | 0% | 0% | 0% | 0% | 0% | 0% | 0% | 15% | 0% | 0% | 0% | 25% | 0% | 19% | 0% | 0% | 0%
|  |  | 7 | [7 empty] | 0% |  | 0% |  | 0% |  | 0% |  | 0% |  | 0% |  | 0% |  | 0% |  | 0% |  | 0%
|  |  | 8 | [7 empty] | 0% |  | 0% |  | 0% |  | 0% |  | 0% |  | 0% |  | 0% |  | 0% |  | 0% |  | 0%
|  |  | 9 | [7 empty] | 0% |  | 0% |  | 0% |  | 0% |  | 0% |  | 0% |  | 0% |  | 0% |  | 0% |  | 0%
|  |  | 10 | [7 empty] | 0% |  | 0% |  | 0% |  | 0% |  | 0% |  | 0% |  | 0% |  | 0% |  | 0% |  | 0%
|  |  | 11 | [7 empty] | 0% |  | 0% |  | 0% |  | 0% |  | 0% |  | 0% |  | 0% |  | 0% |  | 0% |  | 0%
|  |  | 12 | [7 empty] | 0% |  | 0% |  | 0% |  | 0% |  | 0% |  | 0% |  | 0% |  | 0% |  | 0% |  | 0%
|  |  | 13 | [7 empty] | 0% |  | 0% |  | 0% |  | 0% |  | 0% |  | 0% |  | 0% |  | 0% |  | 0% |  | 0%
|  |  | 14 | [7 empty] | 0% |  | 0% |  | 0% |  | 0% |  | 0% |  | 0% |  | 0% |  | 0% |  | 0% |  | 0%
|  |  | 15 | [7 empty] | 0% |  | 0% |  | 0% |  | 0% |  | 0% |  | 0% |  | 0% |  | 0% |  | 0% |  | 0%
|  |  | 16 | [7 empty] | 0% |  | 0% |  | 0% |  | 0% |  | 0% |  | 0% |  | 0% |  | 0% |  | 0% |  | 0%
|  |  | 17 | [7 empty] | 0% |  | 0% |  | 0% |  | 0% |  | 0% |  | 0% |  | 0% |  | 0% |  | 0% |  | 0%
|  |  | 18 | [7 empty] | 0% |  | 0% |  | 0% |  | 0% |  | 0% |  | 0% |  | 0% |  | 0% |  | 0% |  | 0%
|  |  | 19 | [7 empty] | 0% |  | 0% |  | 0% |  | 0% |  | 0% |  | 0% |  | 0% |  | 0% |  | 0% |  | 0%
|  |  | 20 | [7 empty] | 0% |  | 0% |  | 0% |  | 0% |  | 0% |  | 0% |  | 0% |  | 0% |  | 0% |  | 0%
|  |  |  | Sum | [5 empty] | 100% | 0% | 100% | 0% | 100% | 0% | 100% | 0% | 100% | 0% | 100% | 0% | 100% | 0% | 100% | 0% | 100% | 0% | 100% | 0%
[5 empty] | thereof |  | central |  |  | 100% | 0% | 100% | 0% | 100% | 0% | 100% | 0% | 100% | 0% | 0% | 0% | 100% | 0% | 0% | 0% | 0% | 0% | 100% | 0%
[7 empty] | decentral |  |  | 0% | 0% | 0% | 0% | 0% | 0% | 0% | 0% | 0% | 0% | 100% | 0% | 0% | 0% | 100% | 0% | 100% | 0% | 0% | 0%
|  |  |  | Other Systems | [5 empty] | 0% | 0% | 0% | 0% | 0% | 0% | 0% | 0% | 0% | 0% | 0% | 0% | 0% | 0% | 0% | 0% | 0% | 0% | 0% | 0%
DHW Systems
Occurances or Fractions of Produced Heat
|  |  | 1 | Gas |  | B_NC |  |  | C | 85% | 0% | 75% | 0% | 75% | 0% | 81% | 0% | 40% | 0% | 0% | 0% | 0% | 0% | 0% | 0% | 0% | 0% | 40% | 0%
|  |  | 2 | Gas |  | B_C |  |  | C | 15% | 0% | 19% | 0% | 25% | 0% | 19% | 0% | 53% | 0% | 0% | 0% | 0% | 0% | 0% | 0% | 0% | 0% | 53% | 0%
|  |  | 3 | DH |  | TS |  |  | C | 0% | 0% | 6% | 0% | 0% | 0% | 0% | 0% | 0% | 0% | 0% | 0% | 0% | 0% | 0% | 0% | 0% | 0% | 0% | 0%
|  |  | 4 | El |  | HP_Air |  |  | C | 0% | 0% | 0% | 0% | 0% | 0% | 0% | 0% | 7% | 0% | 0% | 0% | 0% | 0% | 0% | 0% | 0% | 0% | 7% | 0%
|  |  | 5 | Gas |  | B_NC |  |  | D | 0% | 0% | 0% | 0% | 0% | 0% | 0% | 0% | 0% | 0% | 85% | 0% | 80% | 0% | 75% | 0% | 81% | 0% | 0% | 0%
|  |  | 6 | Gas |  | B_C |  |  | D | 0% | 0% | 0% | 0% | 0% | 0% | 0% | 0% | 0% | 0% | 15% | 0% | 20% | 0% | 25% | 0% | 19% | 0% | 0% | 0%
|  |  | 7 | [7 empty] | 0% |  | 0% |  | 0% |  | 0% |  | 0% |  | 0% |  | 0% |  | 0% |  | 0% |  | 0%
|  |  | 8 | [7 empty] | 0% |  | 0% |  | 0% |  | 0% |  | 0% |  | 0% |  | 0% |  | 0% |  | 0% |  | 0%
|  |  | 9 | [7 empty] | 0% |  | 0% |  | 0% |  | 0% |  | 0% |  | 0% |  | 0% |  | 0% |  | 0% |  | 0%
|  |  | 10 | [7 empty] | 0% |  | 0% |  | 0% |  | 0% |  | 0% |  | 0% |  | 0% |  | 0% |  | 0% |  | 0%
|  |  | 11 | [7 empty] | 0% |  | 0% |  | 0% |  | 0% |  | 0% |  | 0% |  | 0% |  | 0% |  | 0% |  | 0%
|  |  | 12 | [7 empty] | 0% |  | 0% |  | 0% |  | 0% |  | 0% |  | 0% |  | 0% |  | 0% |  | 0% |  | 0%
|  |  | 13 | [7 empty] | 0% |  | 0% |  | 0% |  | 0% |  | 0% |  | 0% |  | 0% |  | 0% |  | 0% |  | 0%
|  |  | 14 | [7 empty] | 0% |  | 0% |  | 0% |  | 0% |  | 0% |  | 0% |  | 0% |  | 0% |  | 0% |  | 0%
|  |  | 15 | [7 empty] | 0% |  | 0% |  | 0% |  | 0% |  | 0% |  | 0% |  | 0% |  | 0% |  | 0% |  | 0%
|  |  | 16 | [7 empty] | 0% |  | 0% |  | 0% |  | 0% |  | 0% |  | 0% |  | 0% |  | 0% |  | 0% |  | 0%
|  |  | 17 | [7 empty] | 0% |  | 0% |  | 0% |  | 0% |  | 0% |  | 0% |  | 0% |  | 0% |  | 0% |  | 0%
|  |  | 18 | [7 empty] | 0% |  | 0% |  | 0% |  | 0% |  | 0% |  | 0% |  | 0% |  | 0% |  | 0% |  | 0%
|  |  | 19 | [7 empty] | 0% |  | 0% |  | 0% |  | 0% |  | 0% |  | 0% |  | 0% |  | 0% |  | 0% |  | 0%
|  |  | 20 | [7 empty] | 0% |  | 0% |  | 0% |  | 0% |  | 0% |  | 0% |  | 0% |  | 0% |  | 0% |  | 0%
|  |  |  | Sum | [5 empty] | 100% | 0% | 100% | 0% | 100% | 0% | 100% | 0% | 100% | 0% | 100% | 0% | 100% | 0% | 100% | 0% | 100% | 0% | 100% | 0%
[5 empty] | thereof |  | central |  |  | 100% | 0% | 100% | 0% | 100% | 0% | 100% | 0% | 100% | 0% | 0% | 0% | 0% | 0% | 0% | 0% | 0% | 0% | 100% | 0%
[7 empty] | decentral |  |  | 0% | 0% | 0% | 0% | 0% | 0% | 0% | 0% | 0% | 0% | 100% | 0% | 100% | 0% | 100% | 0% | 100% | 0% | 0% | 0%
|  |  |  | Other Systems | [5 empty] | 0% | 0% | 0% | 0% | 0% | 0% | 0% | 0% | 0% | 0% | 0% | 0% | 0% | 0% | 0% | 0% | 0% | 0% | 0% | 0%
|  | Energy Balance | [16 empty] | All energy quantities in | GWh/a |  |  |  | Heating + DHW
[8 empty] | fuels related to |  |  | gross | 0% | calorific value
[28 empty] | Total |  | per m²
|  |  | Net heat need |  |  |  |  | 10739.3203 |  | 6362.9152 |  | 3681.4882 |  | 912.9313 |  | 205.7731 |  | 5819.3451 |  | 7412.6623 |  | 4734.751 |  | 1021.7155 |  | 153.3322 |  | 41044.2342 |  | 191.6999
|  |  | Produced heat |  |  |  |  | 13845.9757 |  | 8037.3608 |  | 4513.244 |  | 1042.5276 |  | 217.6431 |  | 7029.5094 |  | 9671.7698 |  | 5767.2735 |  | 1112.0644 |  | 170.9356 |  | 51408.3039 |  | 240.106
|  |  | Gas |  |  |  | 1 | 17830.7309 |  | 9619.3893 |  | 5758.7843 |  | 1289.9642 |  | 232.1053 |  | 8803.3613 |  | 11697.9555 |  | 7190.64 |  | 1395.7247 |  | 171.3444 |  | 63990 |  | 298.8697
|  |  | Oil |  |  |  | 1 | 0 |  | 0 |  | 0 |  | 0 |  | 0 |  | 0 |  | 0 |  | 0 |  | 0 |  | 0 |  | 0 |  | 0
|  |  | Coal |  |  |  | 1 | 0 |  | 0 |  | 0 |  | 0 |  | 0 |  | 0 |  | 0 |  | 0 |  | 0 |  | 0 |  | 0 |  | 0
|  |  | Bio |  |  |  | 1 | 0 |  | 0 |  | 0 |  | 0 |  | 0 |  | 0 |  | 0 |  | 0 |  | 0 |  | 0 |  | 0 |  | 0
|  |  | DH |  |  |  |  | 0 |  | 519.3636 |  | 0 |  | 0 |  | 0 |  | 0 |  | 605.4314 |  | 0 |  | 0 |  | 0 |  | 1124.795 |  | 5.2534
|  |  | El |  |  |  |  | 183.4537 |  | 113.0043 |  | 107.8895 |  | 45.7588 |  | 20.358 |  | 98.4879 |  | 122.4168 |  | 160.1094 |  | 42.2914 |  | 20.789 |  | 914.5587 |  | 4.2715
|  |  | Other / not specified |  |  |  |  | 0 |  | 0 |  | 0 |  | 0 |  | 0 |  | 0 |  | 0 |  | 0 |  | 0 |  | 0 |  | 0 |  | 0
|  |  | Sum final energy |  |  |  |  | 18014.1846 |  | 10251.7572 |  | 5866.6738 |  | 1335.723 |  | 252.4633 |  | 8901.8492 |  | 12425.8036 |  | 7350.7494 |  | 1438.0161 |  | 192.1334 |  | 66029.3537 |  | 308.3946
|  |  | per m² |  |  |  |  | 554.868 |  | 518.991 |  | 327.1461 |  | 170.0348 |  | 90.5818 |  | 306.2034 |  | 254.616 |  | 182.5295 |  | 123.5137 |  | 54.5183
|  |  | CHP electr. production |  |  |  |  | 0 |  | 0 |  | 0 |  | 0 |  | 0 |  | 0 |  | 0 |  | 0 |  | 0 |  | 0 |  | 0 |  | 0
| Version: |  | 2016-01-21
| TABULA Average Buildings | [29 empty] | EPISCOPE Monitoring Indicators
[5 empty] | Building Stock |  |  |  | SI | National |  |  | National Housing Stock of Slovenia | [15 empty] | Year | 2015
[5 empty] | Details |  |  |  | ZRMK model | National Housing Stock of Slovenia | National Housing Stock of Slovenia | National Housing Stock of Slovenia | National Housing Stock of Slovenia | National Housing Stock of Slovenia | National Housing Stock of Slovenia | National Housing Stock of Slovenia | National Housing Stock of Slovenia | National Housing Stock of Slovenia | National Housing Stock of Slovenia | National Housing Stock of Slovenia | National Housing Stock of Slovenia | National Housing Stock of Slovenia | National Housing Stock of Slovenia | National Housing Stock of Slovenia | National Housing Stock of Slovenia | National Housing Stock of Slovenia | National Housing Stock of Slovenia | National Housing Stock of Slovenia | National Housing Stock of Slovenia | National Housing Stock of Slovenia | National Housing Stock of Slovenia
Annotations to this sheet
[10 empty] | 1 |  | 2 |  | 3 |  | 4 |  | 5 |  | 6 |  | 7 |  | 8 |  | 9 |  | 10
|  |  | Building type / label | [6 empty] | SFH-TH.01-02 |  | SFH-TH.03-04 |  | SFH-TH.05-06 |  | MFH-AB.01-02 |  | MFH-AB.03-04 |  | MFH-AB.05-06
Building size category
Construction time band
|  | General Data | [5 empty] | Total
|  |  | Number of buildings |  |  |  |  | 357308.9437 | 0 | 140508.6013 | 0 | 164741.4421 | 0 | 44630.5779 | 0 | 4262.2165 | 0 | 2799.7407 | 0 | 366.3651 | 0 | 0 | 0 | 0 | 0 | 0 | 0 | 0 | 0 | 10^0
|  |  | Number of dwellings |  |  |  |  | 850629 | 0 | 214701 | 0 | 221186 | 0 | 39684 | 0 | 169624 | 0 | 169426 | 0 | 36008 | 0 | 0 | 0 | 0 | 0 | 0 | 0 | 0 | 0 | 10^0
|  |  | Floor area national | [6 empty] | 18.786 | 0 | 22.619 | 0 | 6.101 | 0 | 7.517 | 0 | 7.852 | 0 | 2.025 | 0 | 0 | 0 | 0 | 0 | 0 | 0 | 0 | 0 | 10^6 m²
|  |  | Floor area TABULA |  |  |  |  | 71.39 | 0 | 20.6646 | 0 | 24.8809 | 0 | 6.7111 | 0 | 8.2687 | 0 | 8.6372 | 0 | 2.2275 | 0 | 0 | 0 | 0 | 0 | 0 | 0 | 0 | 0 | 10^6 m²
Building Insulation
Original state / not refurbished fraction of the envelope area
U-values of the original state
|  |  |  | Roof | [5 empty] | 1.68 |  | 0.39 |  | 0.18 |  | 1.58 |  | 1.5 |  | 0.17 |  | 0 |  | 0 |  | 0 |  | 0 |  | W/(m²K)
|  |  |  | Wall | [5 empty] | 1.5 |  | 0.48 |  | 0.27 |  | 2.53 |  | 1.65 |  | 0.29 |  | 0 |  | 0 |  | 0 |  | 0 |  | W/(m²K)
|  |  |  | Window | [5 empty] | 2.4528 |  | 2.2 |  | 1.2103 |  | 2.6491 |  | 2.7455 |  | 1.3421 |  | 0 |  | 0 |  | 0 |  | 0 |  | W/(m²K)
|  |  |  | Floor | [5 empty] | 1.68 |  | 0.61 |  | 0.26 |  | 1.55 |  | 0.93 |  | 0.25 |  | 0 |  | 0 |  | 0 |  | 0 |  | W/(m²K)
Refubishments (averages)
Refurbished fraction of envelope areas
|  |  |  | Roof | [5 empty] | 74% |  | 44% |  | 3% |  | 66% |  | 46% |  | 4% |  | 0% |  | 0% |  | 0% |  | 0%
|  |  |  | Wall | [5 empty] | 44% |  | 17% |  | 3% |  | 37% |  | 21% |  | 4% |  | 0% |  | 0% |  | 0% |  | 0%
|  |  |  | Window | [5 empty] | 51.5% |  | 18.66% |  | 2.653% |  | 51.75% |  | 30.75% |  | 3.985% |  | 0% |  | 0% |  | 0% |  | 0%
|  |  |  | Floor | [5 empty] | 0% |  | 0% |  | 0% |  | 0% |  | 0% |  | 0% |  | 0% |  | 0% |  | 0% |  | 0%
|  |  |  | Total (indicative) | [5 empty] | 41.94% |  | 20.37% |  | 2.245% |  | 38.33% |  | 23.53% |  | 3.182% |  | 0% |  | 0% |  | 0% |  | 0%
U-values of the refurbished fraction (averages)
|  |  |  | Roof | [5 empty] | 0.21111 |  | 0.15221 |  | 0.095465 |  | 0.20944 |  | 0.21403 |  | 0.092577 |  | 0 |  | 0 |  | 0 |  | 0 |  | W/(m²K)
|  |  |  | Wall | [5 empty] | 0.26451 |  | 0.19629 |  | 0.14001 |  | 0.28497 |  | 0.27646 |  | 0.1452 |  | 0 |  | 0 |  | 0 |  | 0 |  | W/(m²K)
|  |  |  | Window | [5 empty] | 1.3 |  | 1.3 |  | 0.9 |  | 1.3 |  | 1.3 |  | 0.9 |  | 0 |  | 0 |  | 0 |  | 0 |  | W/(m²K)
|  |  |  | Floor | [5 empty] | 0 |  | 0 |  | 0 |  | 0 |  | 0 |  | 0 |  | 0 |  | 0 |  | 0 |  | 0 |  | W/(m²K)
Main Heat Supply Systems
Ventilation Systems with Heat Recovery
|  |  |  | Occurances | [5 empty] | 0% | 0% | 0% | 0% | 0% | 0% | 0% | 0% | 0% | 0% | 0% | 0% | 0% | 0% | 0% | 0% | 0% | 0% | 0% | 0%
Heating Systems
Occurances or Fractions of Produced Heat
|  |  | 1 | Bio |  | B_WP |  |  | C | 30.98% | 0% | 30.9% | 0% | 29.81% | 0% | 25.86% | 0% | 25.95% | 0% | 31.88% | 0% |  | 0% |  | 0% |  | 0% |  | 0%
|  |  | 2 | DH |  | TS |  |  | C | 1.279% | 0% | 1.601% | 0% | 4.039% | 0% | 3.066% | 0% | 3.645% | 0% | 0.4982% | 0% |  | 0% |  | 0% |  | 0% |  | 0%
|  |  | 3 | El |  | HP_Air |  |  | C | 15.21% | 0% | 15.06% | 0% | 13.56% | 0% | 16.99% | 0% | 14.92% | 0% | 14.8% | 0% |  | 0% |  | 0% |  | 0% |  | 0%
|  |  | 4 | Oil |  | B_NC_CT |  |  | C | 19.33% | 0% | 18.76% | 0% | 17.35% | 0% | 15.95% | 0% | 15.2% | 0% | 18.41% | 0% |  | 0% |  | 0% |  | 0% |  | 0%
|  |  | 5 | Coal |  | B_NC_LT |  |  | C | 7.841% | 0% | 7.244% | 0% | 8.886% | 0% | 9.269% | 0% | 9.397% | 0% | 7.926% | 0% |  | 0% |  | 0% |  | 0% |  | 0%
|  |  | 6 | Gas |  | B_C |  |  | C | 15.48% | 0% | 15.1% | 0% | 16.44% | 0% | 18.31% | 0% | 19.1% | 0% | 17.28% | 0% |  | 0% |  | 0% |  | 0% |  | 0%
|  |  | 7 | [7 empty] | 0% |  | 0% |  | 0% |  | 0% |  | 0% |  | 0% |  | 0% |  | 0% |  | 0% |  | 0%
|  |  | 8 | [7 empty] | 0% |  | 0% |  | 0% |  | 0% |  | 0% |  | 0% |  | 0% |  | 0% |  | 0% |  | 0%
|  |  | 9 | [7 empty] | 0% |  | 0% |  | 0% |  | 0% |  | 0% |  | 0% |  | 0% |  | 0% |  | 0% |  | 0%
|  |  | 10 | [7 empty] | 0% |  | 0% |  | 0% |  | 0% |  | 0% |  | 0% |  | 0% |  | 0% |  | 0% |  | 0%
|  |  | 11 | [7 empty] | 0% |  | 0% |  | 0% |  | 0% |  | 0% |  | 0% |  | 0% |  | 0% |  | 0% |  | 0%
|  |  | 12 | [7 empty] | 0% |  | 0% |  | 0% |  | 0% |  | 0% |  | 0% |  | 0% |  | 0% |  | 0% |  | 0%
|  |  | 13 | [7 empty] | 0% |  | 0% |  | 0% |  | 0% |  | 0% |  | 0% |  | 0% |  | 0% |  | 0% |  | 0%
|  |  | 14 | [7 empty] | 0% |  | 0% |  | 0% |  | 0% |  | 0% |  | 0% |  | 0% |  | 0% |  | 0% |  | 0%
|  |  | 15 | [7 empty] | 0% |  | 0% |  | 0% |  | 0% |  | 0% |  | 0% |  | 0% |  | 0% |  | 0% |  | 0%
|  |  | 16 | [7 empty] | 0% |  | 0% |  | 0% |  | 0% |  | 0% |  | 0% |  | 0% |  | 0% |  | 0% |  | 0%
|  |  | 17 | [7 empty] | 0% |  | 0% |  | 0% |  | 0% |  | 0% |  | 0% |  | 0% |  | 0% |  | 0% |  | 0%
|  |  | 18 | [7 empty] | 0% |  | 0% |  | 0% |  | 0% |  | 0% |  | 0% |  | 0% |  | 0% |  | 0% |  | 0%
|  |  | 19 | [7 empty] | 0% |  | 0% |  | 0% |  | 0% |  | 0% |  | 0% |  | 0% |  | 0% |  | 0% |  | 0%
|  |  | 20 | [7 empty] | 0% |  | 0% |  | 0% |  | 0% |  | 0% |  | 0% |  | 0% |  | 0% |  | 0% |  | 0%
|  |  |  | Sum | [5 empty] | 90.12% | 0% | 88.66% | 0% | 90.08% | 0% | 89.45% | 0% | 88.21% | 0% | 90.79% | 0% |  | 0% |  | 0% |  | 0% |  | 0%
[5 empty] | thereof |  | central |  |  | 90.12% | 0% | 88.66% | 0% | 90.08% | 0% | 89.45% | 0% | 88.21% | 0% | 90.79% | 0% | 0% | 0% | 0% | 0% | 0% | 0% | 0% | 0%
[7 empty] | decentral |  |  | 0% | 0% | 0% | 0% | 0% | 0% | 0% | 0% | 0% | 0% | 0% | 0% | 0% | 0% | 0% | 0% | 0% | 0% | 0% | 0%
|  |  |  | Other Systems | [5 empty] | 9.88% | 0% | 11.34% | 0% | 9.917% | 0% | 10.55% | 0% | 11.79% | 0% | 9.208% | 0% |  | 0% |  | 0% |  | 0% |  | 0%
DHW Systems
Occurances or Fractions of Produced Heat
|  |  | 1 | Oil |  | B_NC |  |  | C | 17.76% | 0% | 16.63% | 0% | 16.83% | 0% | 11.19% | 0% | 11.06% | 0% | 15.67% | 0% |  | 0% |  | 0% |  | 0% |  | 0%
|  |  | 2 | DH |  | TS |  |  | C | 1.174% | 0% | 1.424% | 0% | 3.919% | 0% | 2.138% | 0% | 2.655% | 0% | 0.4059% | 0% |  | 0% |  | 0% |  | 0% |  | 0%
|  |  | 3 | Gas |  | B_C |  |  | C | 2.451% | 0% | 2.262% | 0% | 3.66% | 0% | 2.046% | 0% | 1.925% | 0% | 5.118% | 0% |  | 0% |  | 0% |  | 0% |  | 0%
|  |  | 4 | Gas |  | G_IWH_NC |  |  | C | 1.02% | 0% | 1.085% | 0% | 1.135% | 0% | 1.18% | 0% | 1.273% | 0% | 0.752% | 0% |  | 0% |  | 0% |  | 0% |  | 0%
|  |  | 5 | Bio |  | B_C |  |  | C | 10.75% | 0% | 10.04% | 0% | 11.14% | 0% | 9.773% | 0% | 10.71% | 0% | 8.63% | 0% |  | 0% |  | 0% |  | 0% |  | 0%
|  |  | 6 | Bio |  | B_WP |  |  | C | 20.39% | 0% | 18.54% | 0% | 19.14% | 0% | 14.74% | 0% | 13.15% | 0% | 16.59% | 0% |  | 0% |  | 0% |  | 0% |  | 0%
|  |  | 7 | Bio |  | B_WP |  |  | C | 6.812% | 0% | 7.793% | 0% | 8.113% | 0% | 2.875% | 0% | 4.968% | 0% | 9.263% | 0% |  | 0% |  | 0% |  | 0% |  | 0%
|  |  | 8 | El |  | HP_Ground |  |  | C | 1.351% | 0% | 1.679% | 0% | 1.626% | 0% | 0.7357% | 0% | 1.147% | 0% | 3.153% | 0% |  | 0% |  | 0% |  | 0% |  | 0%
|  |  | 9 | El |  | HP_Air |  |  | D | 13.37% | 0% | 12.92% | 0% | 10.03% | 0% | 10.93% | 0% | 13.25% | 0% | 16.8% | 0% |  | 0% |  | 0% |  | 0% |  | 0%
|  |  | 10 | Gas |  | G_IWH |  |  | C | 0.9526% | 0% | 0.9526% | 0% | 0.9526% | 0% | 0.9526% | 0% | 0.9526% | 0% | 0.9526% | 0% |  | 0% |  | 0% |  | 0% |  | 0%
|  |  | 11 | El |  | E |  |  | D | 3.324% | 0% | 3.828% | 0% | 2.582% | 0% | 12.8% | 0% | 15.32% | 0% | 0% | 0% |  | 0% |  | 0% |  | 0% |  | 0%
|  |  | 12 | - |  | Solar |  |  | C | 7.279% | 0% | 8.051% | 0% | 6.399% | 0% | 5.75% | 0% | 6.524% | 0% | 4.538% | 0% |  | 0% |  | 0% |  | 0% |  | 0%
|  |  | 13 | Coal |  | B_NC_CT |  |  | C | 7.2% | 0% | 6.424% | 0% | 8.624% | 0% | 6.546% | 0% | 6.837% | 0% | 6.714% | 0% |  | 0% |  | 0% |  | 0% |  | 0%
|  |  | 14 | Gas |  | G_Tank |  |  | D | 0.8933% | 0% | 0.9091% | 0% | 0.6648% | 0% | 7.561% | 0% | 4.036% | 0% | 4.368% | 0% |  | 0% |  | 0% |  | 0% |  | 0%
|  |  | 15 | Oil |  | B_NC_LT |  |  | C | 5.281% | 0% | 7.463% | 0% | 5.19% | 0% | 10.77% | 0% | 6.194% | 0% | 8.169% | 0% |  | 0% |  | 0% |  | 0% |  | 0%
|  |  | 16 | [7 empty] | 0% |  | 0% |  | 0% |  | 0% |  | 0% |  | 0% |  | 0% |  | 0% |  | 0% |  | 0%
|  |  | 17 | [7 empty] | 0% |  | 0% |  | 0% |  | 0% |  | 0% |  | 0% |  | 0% |  | 0% |  | 0% |  | 0%
|  |  | 18 | [7 empty] | 0% |  | 0% |  | 0% |  | 0% |  | 0% |  | 0% |  | 0% |  | 0% |  | 0% |  | 0%
|  |  | 19 | [7 empty] | 0% |  | 0% |  | 0% |  | 0% |  | 0% |  | 0% |  | 0% |  | 0% |  | 0% |  | 0%
|  |  | 20 | [7 empty] | 0% |  | 0% |  | 0% |  | 0% |  | 0% |  | 0% |  | 0% |  | 0% |  | 0% |  | 0%
|  |  |  | Sum | [5 empty] | 100% | 0% | 100% | 0% | 100% | 0% | 100% | 0% | 100% | 0% | 101.1% | 0% |  | 0% |  | 0% |  | 0% |  | 0%
[5 empty] | thereof |  | central |  |  | 82.41% | 0% | 82.35% | 0% | 86.72% | 0% | 68.71% | 0% | 67.39% | 0% | 79.96% | 0% | 0% | 0% | 0% | 0% | 0% | 0% | 0% | 0%
[7 empty] | decentral |  |  | 17.59% | 0% | 17.65% | 0% | 13.28% | 0% | 31.29% | 0% | 32.61% | 0% | 21.17% | 0% | 0% | 0% | 0% | 0% | 0% | 0% | 0% | 0%
|  |  |  | Other Systems | [5 empty] | 0% | 0% | 0% | 0% | 0% | 0% | 0% | 0% | 0% | 0% | -1.128% | 0% |  | 0% |  | 0% |  | 0% |  | 0%
|  | Energy Balance | [16 empty] | All energy quantities in | GWh/a |  |  |  | Heating + DHW
[8 empty] | fuels related to |  |  | gross | 0% | calorific value
[28 empty] | Total |  | per m²
|  |  | Net heat need |  |  |  |  | 2905.5655 |  | 2721.2372 |  | 283.7124 |  | 868.4875 |  | 735.848 |  | 96.5923 |  | 0 |  | 0 |  | 0 |  | 0 |  | 7611.4428 |  | 106.6178
|  |  | Produced heat |  |  |  |  | 3191.7184 |  | 2969.9901 |  | 313.5851 |  | 1006.0956 |  | 793.9447 |  | 103.2007 |  | 0 |  | 0 |  | 0 |  | 0 |  | 8378.5346 |  | 117.3629
|  |  | Gas |  |  |  | 1 | 419.9149 |  | 505.5796 |  | 136.3707 |  | 167.1961 |  | 201.3049 |  | 54.2983 |  | 0 |  | 0 |  | 0 |  | 0 |  | 1484.6646 |  | 20.7965
|  |  | Oil |  |  |  | 1 | 442.8798 |  | 533.2293 |  | 143.8287 |  | 177.8178 |  | 214.0935 |  | 57.7477 |  | 0 |  | 0 |  | 0 |  | 0 |  | 1569.5968 |  | 21.9862
|  |  | Coal |  |  |  | 1 | 0.60567 |  | 0.72923 |  | 0.1967 |  | 0.2402 |  | 0.2892 |  | 0.078007 |  | 0 |  | 0 |  | 0 |  | 0 |  | 2.139 |  | 0.029962
|  |  | Bio |  |  |  | 1 | 1476.5888 |  | 1777.8199 |  | 479.534 |  | 653.0429 |  | 786.2668 |  | 212.0809 |  | 0 |  | 0 |  | 0 |  | 0 |  | 5385.3331 |  | 75.4354
|  |  | DH |  |  |  |  | 249.6329 |  | 300.5592 |  | 81.0703 |  | 100.665 |  | 121.2012 |  | 32.6918 |  | 0 |  | 0 |  | 0 |  | 0 |  | 885.8203 |  | 12.4082
|  |  | El |  |  |  |  | 287.4632 |  | 346.1071 |  | 93.356 |  | 122.3694 |  | 147.3333 |  | 39.7404 |  | 0 |  | 0 |  | 0 |  | 0 |  | 1036.3694 |  | 14.517
|  |  | Other / not specified |  |  |  |  | 136.2377 |  | 164.0308 |  | 44.2443 |  | 31.9474 |  | 38.4648 |  | 10.3752 |  | 0 |  | 0 |  | 0 |  | 0 |  | 425.3002 |  | 5.9574
|  |  | Sum final energy |  |  |  |  | 3013.3229 |  | 3628.055 |  | 978.6006 |  | 1253.2789 |  | 1508.9537 |  | 407.0123 |  | 0 |  | 0 |  | 0 |  | 0 |  | 10789.2234 |  | 151.1307
|  |  | per m² |  |  |  |  | 145.8205 |  | 145.8169 |  | 145.8182 |  | 151.569 |  | 174.704 |  | 182.7216
|  |  | CHP electr. production |  |  |  |  | 0 |  | 0 |  | 0 |  | 0 |  | 0 |  | 0 |  | 0 |  | 0 |  | 0 |  | 0 |  | 0 |  | 0
| Version: |  | 2016-01-21