## Cover
EPISCOPE Case Study:
Energy saving potential
of the housing stock
of the Comunitat Valenciana
"EPI Tables"
Documentation of
Energy Performance Indicators
Prepared in the framework
of the European project EPISCOPE
www.episcope.eu | www.episcope.eu
February 2016
Instituto Valenciano de la Edificación
(Valencia Institute of Building)
Comunitat Valenciana / Spain
Energy Performance Indicator Tracking Schemes for the Continuous Optimisation of Refurbishment Processes in European Housing Stocks
Co-funded by the Intelligent Energy Europe
Programme of the European Union

## About
Workbook Template / Data Entry Guidance
[6 empty] | Template version: | 2016-01-28
About this Workbook
The template for this workbook has been prepared in the framework of the project EPISCOPE which was mainly funded by the programme Intelligent Energy Europe. The purpose is to report in a concerted way on input and output data of the building stock models and scenario calculations.
The usage of the EPI concept as well of this workbook by third parties is intended and desirable.
EPISCOPE Case Studies: Guidance for Data Entry
|  | ► | This data appendix is supposed to address readers who are interested in more detailed results of your scenario calculations.
|  | ► | Give enough explanatory text so the reader can understand the documentation (together with your case study reports and your English project description in EPISCOPE Synthesis Reports SR 2 or SR 3), but keep it short.
|  | ► | Respect the clear separation between "monitoring indicators" (which are based on empirical data) and "scenario indicators".
|  | ► | Stick to the table templates as far as possible: This will facilitate the understanding for other experts.
|  | ► | Individual modifications are possible (in this case: provide additional remarks so that changes come clear to the reader).
|  | ► | Also additional individual data tables may be supplemented, if you like.
|  | ► | If data is not available: The data fields (lines or rows) of the table templates may be deleted.
|  | ► | A first version of the monitoring indicators and of the starting point (basic case) of the scenarios was already provided for the interim report by most partners. Download of these preliminary EPI tables (status: 2014-10) at the internal EPISCOPE website (login first): http://internal.episcope.eu/internal-contract/reports-submitted-to-eacieasme/
Monitoring Indicators
General Rule: Enter only robust empirical data into the monitoring indicators tables.
If data is not available: Keep the fields empty or delete them.
Give the reader an impression of the reliability of data of the main data sources, for example providing some estimation as to the following issues as far as applicable:
|  | ► | Size of the applied sample (100 or 1000 or 10 000)? In case of local case studies also relate the sample size to the total number of considered buildings.
|  | ► | What is the rate of return for the most important questions?
|  | ► | How do you assess the data quality? (in terms of uncertainties of the measured information; only in words, not quantitative)
|  | ► | Is data deemed as representative or might it be biased?
|  | ► | Is data up-to-date?
Scenario Indicators
Report the respective indicators for the trend scenario and if possible for 1 to 2 additional scenarios.
|  | ► | Provide information on the starting year (basic case) and the end year (e.g. 2050) and at least 1-2 additional years in between. In some case studies the partners differentiated between the “basic case” and the current state 2015 (for example if the basic case is based on a survey implemented some years ago). Here it is necessary to provide the numbers for both states (please note, that this may require in some cases an additional column on the left side in the summary indicators tables from SR2/3).
|  | ► | The data of the basic case and of the scenarios are shown as “one value for the whole stock”, that means they are not split for different building types. But the total values of the basic case must correspond to the values in the sheet "Basic Case Details", that means they must be appropriate mean values (e.g. weighted by living space, another reference area or dwelling number) of the “average buildings”.
|  | ► | Two different approaches can be chosen:
- Relate the data to the complete building stock (including new buildings).
- Relate the data to the existing building stock of a certain year only (e.g. the year of the basic case) and follow this building stock over time.
|  | ► | In both cases indicate the building stock in the lines at the top of the table:
e.g. bs 2030 = Building Stock of the year 2030 (including new buildings)
bs..2012¦2030 = Buildings constructed until 2012 in the year 2030. Give a short explanation of that indicator
|  | ► | In both cases: give at least some additional short textual explanation of the assumed development in the new building sector (which insulation standards are achieved? Which heat supply systems are applied?). Alternatively also separate detailed tables of the new buildings subset of the building stock may be provided, if you like.
|  | ► | Give at least some additional short textual explanation of the development in the higher-level electricity and district heating sector, as far as applicable (but also indicate if there are no changes assumed). This also might help to understand the development of the summary indicator carbon dioxide emission per produced heat.
Energy Balance Indicators
Enter the results of the two scenario calculations for the different years. The values should be identical to those displayed in the Synthesis Reports SR 2 and 3.
"Basic Case Details -" Scenario and Energy Balance Indicators by Building Type
The basic cases of all EPISCOPE scenario calculations are documented in form of "average buildings" in the TABULA Webtool (http://webtool.building-typology.eu) area "Building Stocks". The most important input data are identical to the monitoring indicators. The current version of the "average buildings" datasets can be found in sheet "Source TABULA.xlsm - Basic Case" of this workbook. You can directly copy and paste the rows containing your case study values from there into the sheet "Basic Case Details".
Summary Indicators
The summary indicators are designed to give a first and basic overview of the results of scenario analysis of residential building stocks. The format is binding - in contrast to the other indicators. You will find the detailed definitions and further explanations in the EPISCOPE report "Application of Energy Performance Indicators for Residential Building Stocks" (www.episcope.eu/communication/download/)
Energy Performance Indicator Tracking Schemes for the Continuous Optimisation of Refurbishment Processes in European Housing Stocks
Co-funded by the Intelligent Energy Europe Programme of the European Union
| Contract N°: |  |  | IEE/12/695/SI2.644739 – EPISCOPE
| Coordinator: |  |  | Institut Wohnen und Umwelt, Darmstadt / Germany
| Project duration: |  |  | April 2013 - March 2016
The sole responsibility for the content of this deliverable lies with the authors. It does not necessarily reflect the opinion of the European Union. Neither the EASME nor the European Commission are responsible for any use that may be made of the information contained therein.

## Data Info
EPISCOPE Case Studies - Documentation of Energy Performance Indicators
General Information
General Information about the monitoring and scenario data documented in this workbook
|  | Country |  | ES | Spain
|  | Building stock |  | Regional residential building stock
|  | Person in charge |  | Leticia Ortega
|  |  | Organisation | IVE - Instituto Valenciano de la Edificación / Valencia Institute of Building
|  |  | Address | Avenida Tres Forques Nº98 - 46018 Valencia
|  |  | Country | SPAIN
|  |  | URL | www.five.es
|  | Date |  | 2016-02-05
Documented study
|  |  | Reference | A. García-Prieto, L. Ortega, B. Serrano, L. Soto: Estudio del Potencial de ahorro energético y reducción de emisiones de CO2 en la Comunitat Valenciana - Informe enmarcado en el proyecto EPISCOPE del programa EIE , Instituto Valenciano de la Edificación, Valencia, Junio de 2015.
Explanations
Monitoring Indicators
The monitoring indicators are based on a representative survey of more than 7,300 German residential buildings, which reflects the state of the German residential building stock at the end of 2009. The project report provides a more detailed documentation of the results including statistical standard errors [2]. For that reason, on the one hand, data has to be seen as very reliable, on the other hand it is by now farely out-of-date. However, because no other comparable data source was available, the starting point of scenario calculations (“basic case”) was chosen as the year 2009, widely based on the monitoring data mentioned above.
A detailed description of the data situation in Comunitat Valenciana can be found in the EPISCOPE Synthesis Report SR4 [3].
Scenario Indicators
|  | Scenario <1> |  | "Trend"
{ description - please adapt the row height manually }
|  | Scenario <2> |  | "Target-oriented / basic"
{ description - please adapt the row height manually }
Further scenarios not documented in this workbook
{ description - please adapt the row height manually }
Further Explanations
{ description - please adapt the row height manually }
Energy Balance Indicators
{ description - please adapt the row height manually }
Basic Case Details - Scenario and Energy Balance Indicators by Building Type
{ description - please adapt the row height manually }
Summary Indicators
{ description - please adapt the row height manually }
References
| [1] | { national case study report - full reference }
{ Download link }
| [2] | { further reference, e.g. to the monitoring indicators }
{ Download link }
| [3] | Stein, B., Loga, T., Diefenbach, N. (ed.): Tracking of Energy Performance Indicators in Residential Building Stocks – Different Approaches and Common Results. EPISCOPE Synthesis Report No. 4, Institut Wohnen und Umwelt, Darmstadt, 2016
www.episcope.eu/communication/download/
| [4] | Stein, B., Loga, T., Diefenbach, N. (ed.): Scenario Analyses Concerning Energy Efficiency and Climate Protection in Regional and National Residential Building Stocks. Examples from Nine European Countries – EPISCOPE Synthesis Report No. 3”, Institut Wohnen und Umwelt, Darmstadt, 2016
www.episcope.eu/communication/download/
| [...] | { further references, if applicable }
{ Download link }

## Monitoring Indicators
Monitoring Indicators
General Remarks:
Data of the Comunitat Valenciana Residential Building Stock
M.1 Basic data of the building stock | Complete building stock | Old building stock | Old building stock | New buildings
| bs2001¦2001 | bs1940¦2001 | bs1940-1980¦2001 | bs1980-2001¦2001
number of buildings | 85116 | 8610 | 55601 | 20903
number of dwellings | 1382435 | 69559 | 692641 | 338760
national reference area [m²] | 96.27 | 97.82 | 85.02 | 100.44
sources / remarks | The building stock are multi-family residential buildings over 2 storeys, mostly intended for primary residences.For the obtaining of the reference area, we considered out data of 85.02 m2, average, of each dwelling in the consid-ered building stock. Sources: Cerdá Institute and Spanish National statistical institute
M.3.1 Main Heat Supply Systems for Space Heating
|  | state of the building stock | state of the building stock
| Complete building stock | Old building stock | Old building stock | New buildings
| bs2001¦2001 | bs1940¦2001 | bs1940-1980¦2001 | bs1980-2001¦2001
M.3.1.1 Centralisation of space heating system
building heating | 2% | 1% | 1% | 2%
apartment heating | 22% | 20% | 20% | 29%
room heating | 65% | 67% | 68% | 59%
without heating | 11% | 12% | 11% | 10%
| 100% | 100% | 100% | 100%
M.3.1.2 Main energy carrier for space heating
gas | 32% | 0.33 | 0.1733 | 0.31
oil and other oil derivatives | 2% | 0.02 | 0.2599 | 0.03
coal and other coal derivatives | 2% | 0.04 | 0 | 0.02
wood/biomass | 0% | 0 | 0 | 0
electricity | 64% | 0.61 | 0.5668 | 0.64
Other | 0% | 0 | 0 | 0
| 100% | 100% | 100% | 100%
M.3.1.3. Main heat generation system for space heating
Non- Condensing boiler | 38% |  | 28.26%
Condensing Boiler | 1% |  | 0.74%
Heat pump | 16% |  | 50%
Electric Radiator / Convector / accumulator | 17% |  | 8.26%
Portable Electric Heater / Radiator | 18% |  | 8.74%
Portable non-Electric Heater / Radiator | 4% |  | 4%
Solar panels | 1% |  | 0%
Other | 5% |  | 0%
| 100% |  | 100%
Sources / remarks
M.3.1.1. : National Institute of Statistics 2001, Valencian Institute for Business Competitiveness (IVACE) 2007 and IVE survey M.3.1.2. : National Institute of Statistics 2001, Valencian Institute for Business Competitiveness (IVACE) 2007 and IVE survey M.3.1.3. : IDAE, (Institute for Diversification and Saving of Energy) and IVE survey
M.3.3 Main System of Hot Water Supply
apart from additional solar thermal systems (see above)
| Complete building stock | Old building stock | Old building stock | New buildings
| bs2001¦2001 | bs1940¦2001 | bs1940-1980¦2001 | bs1980-2001¦2001
M.3.3.1 Main Energy carrier for hot water supply
electricity | 25.3% |  | 26%
natural gas | 36% |  | 36%
LPG liquefied petroleum gas | 31.5% |  | 32%
oil | 4.2% |  | 3%
coal | 0.1% |  | 0%
Renewable energy | 2.4% |  | 3%
| 99.5% |  | 100%
M.3.3.2 Main heat generation system for hot water supply
Centralized boiler | 1% |  | 2%
Individual bolier | 97% |  | 98%
Electric immersion heater | 38% |  | 27%
Non electric heater | 2% |  | 40.36%
Non- Condensing boiler | 56% |  | 30.38%
Condensing boiler | 1% |  | 0.55%
solar panels | 2% |  | 0%
| 100% |  | 100.3%
Sources / remarks: IDAE, (Institute for Diversification and Saving of Energy) and IVE survey
M.4 Final Energy balance: Measured values | Complete building stock
energy consumption in TWh/a (109 kWh/a)
natural gas | 1.8608
oil | 2.5819
coal | 0.002326
renewable | 0.89551
electricity | 8.048
Sources / remarks
Valencian Institute for Business Competitiveness (IVACE) 2007
Final energy in the domestic sector

## Scenario Indicators <1>
Scenario Indicators <1>
State Indicators
Scenario "Trend" | Subset of the building stock which was constructed between 1940 and 1980: situation 2015-2020 |  | Remarks
| 2015 (Basic Case) | 2020
| bs2015 | bs…2012¦2020
Number of buildings | 47984 | 47984 | The building stock considered are multi-family residential buildings over 2 storeys, mostly intended for primary residences.
Number of dwellings | 692641 | 692641
National reference area [m²] | 58900000 | 58900000
TABULA/EPISCOPE reference area [m²] | 4790000000 | 4790000000
Building insulation: state of modernisation
Walls |  |  | percentages related to ....
insulation improved (cases)* | 0% | 0% | number of buildings
Roofs / upper floor ceilings |  |  | percentages related to ....
insulation improved (from original state) | 0% | 0% | number of buildings
Ground floors / cellar ceilings |  |  | percentages related to ....
insulation improved (from original state) | 0% | 0% | number of buildings
Windows |  |  | percentages related to ....
insulation improved (from original state) | 0% | 0% | number of buildings
Building insulation: Detailed information
levels of wall insulation (area-weigthed): |  |  | percentages related to....
level 0 (U > 0,7 W/m²K) | 100% | 100% | number of buildings
level 1 (0,7 W/m²K >= U > 0,3 W/m²K) | 0% | 0%
level 2 (0,3 W/m²K >= U > 0,20 W/m²K) | 0% | 0%
level 3 (U <= 0,20 W/m²K ) | 0% | 0%
levels of roof/upper floor ceiling insulation (area-weigthed): |  |  | percentages related to....
level 0 (U > 0,7 W/m²K) | 100% | 100% | number of buildings
level 1 (0,7 W/m²K >= U > 0,3 W/m²K) | 0% | 0%
level 2 (0,3 W/m²K >= U > 0,20 W/m²K) | 0% | 0%
level 3 (U <= 0,20 W/m²K ) | 0% | 0%
levels of ground floor / cellar ceiling insulation (area-weigthed): |  |  | percentages related to....
level 0 (U > 0,7 W/m²K) | 100% | 100% | number of buildings
level 1 (0,7 W/m²K >= U > 0,3 W/m²K) | 0% | 0%
level 2 (0,3 W/m²K >= U > 0,20 W/m²K) | 0% | 0%
level 3 (U <= 0,20 W/m²K ) | 0% | 0%
levels of window insulation (area-weigthed): |  |  | percentages related to....
level 0 (U > 0,7 W/m²K) | 100% | 100% | number of buildings
level 1 (0,7 W/m²K >= U > 0,3 W/m²K) | 0% | 0%
level 2 (0,3 W/m²K >= U > 0,20 W/m²K) | 0% | 0%
level 3 (U <= 0,20 W/m²K ) | 0% | 0%

## Scenario Indicators <2>
Scenario Indicators <2>
State Indicators
Scenario S1 | Subset of the building stock which was constructed between 1940 and 1980: situation 2015-2020 |  | Remarks
| 2015 (Basic Case) | 2020
| bs2015 | bs…2012¦2020
Number of buildings | 47984 | 47984 | The building stock considered are multi-family residential buildings over 2 storeys, mostly intended for primary residences.
Number of dwellings | 692641 | 692641
National reference area [m²] | 58900000 | 58900000
TABULA/EPISCOPE reference area [m²] | 4790000000 | 4790000000
Building insulation: state of modernisation
Walls |  |  | percentages related to ....
insulation improved (cases)* | 0% | 6% | number of buildings
Roofs / upper floor ceilings |  |  | percentages related to ....
insulation improved (from original state) | 0% | 1% | number of buildings
Ground floors / cellar ceilings |  |  | percentages related to ....
insulation improved (from original state) | 0% | 0% | number of buildings
Windows |  |  | percentages related to ....
insulation improved (from original state) | 0% | 3% | number of buildings
Building insulation: Detailed information
levels of wall insulation (area-weigthed): |  |  | percentages related to....
level 0 (U > 0,9 W/m²K) | 100% | 94% | number of buildings
level 1 (0,9 W/m²K >= U > 0,3 W/m²K) | 0% | 6%
level 2 (0,3 W/m²K >= U > 0,20 W/m²K) | 0% | 0%
level 3 (U <= 0,20 W/m²K ) | 0% | 0%
levels of roof/upper floor ceiling insulation (area-weigthed): |  |  | percentages related to....
level 0 (U > 0,9 W/m²K) | 100% | 99% | number of buildings
level 1 (0,9 W/m²K >= U > 0,3 W/m²K) | 0% | 1%
level 2 (0,3 W/m²K >= U > 0,20 W/m²K) | 0% | 0%
level 3 (U <= 0,20 W/m²K ) | 0% | 0%
levels of ground floor / cellar ceiling insulation (area-weigthed): |  |  | percentages related to....
level 0 (U > 0,9 W/m²K) | 100% | 100% | number of buildings
level 1 (0,9 W/m²K >= U > 0,3 W/m²K) | 0% | 0%
level 2 (0,3 W/m²K >= U > 0,20 W/m²K) | 0% | 0%
level 3 (U <= 0,20 W/m²K ) | 0% | 0%
levels of window insulation (area-weigthed): |  |  | percentages related to....
level 0 (U > 2 W/m²K) | 100% | 97% | number of buildings
level 1 (2 W/m²K >= U > 1,5 W/m²K) | 0% | 3%
level 2 (1,5 W/m²K >= U > 0,7 W/m²K) | 0% | 0%
level 3 (U <= 0,20 W/m²K ) | 0% | 0%

## Scenario Indicators <3>
Scenario Indicators <2>
State Indicators
Scenario S4 | Subset of the building stock which was constructed between 1940 and 1980: situation 2015-2020 |  | Remarks
| 2015 (Basic Case) | 2020
| bs2015 | bs…2012¦2020
Number of buildings | 47984 | 47984 | The building stock considered are multi-family residential buildings over 2 storeys, mostly intended for primary residences.
Number of dwellings | 692641 | 692641
National reference area [m²] | 58900000 | 58900000
TABULA/EPISCOPE reference area [m²] | 4790000000 | 4790000000
Building insulation: state of modernisation
Walls |  |  | percentages related to ....
insulation improved (cases)* | 0% | 24% | number of buildings
Roofs / upper floor ceilings |  |  | percentages related to ....
insulation improved (from original state) | 0% | 4% | number of buildings
Ground floors / cellar ceilings |  |  | percentages related to ....
insulation improved (from original state) | 0% | 0% | number of buildings
Windows |  |  | percentages related to ....
insulation improved (from original state) | 0% | 12% | number of buildings
Building insulation: Detailed information
levels of wall insulation (area-weigthed): |  |  | percentages related to....
level 0 (U > 0,9 W/m²K) | 100% | 76% | number of buildings
level 1 (0,9 W/m²K >= U > 0,3 W/m²K) | 0% | 24%
level 2 (0,3 W/m²K >= U > 0,20 W/m²K) | 0% | 0%
level 3 (U <= 0,20 W/m²K ) | 0% | 0%
levels of roof/upper floor ceiling insulation (area-weigthed): |  |  | percentages related to....
level 0 (U > 0,9 W/m²K) | 100% | 96% | number of buildings
level 1 (0,9 W/m²K >= U > 0,3 W/m²K) | 0% | 4%
level 2 (0,3 W/m²K >= U > 0,20 W/m²K) | 0% | 0%
level 3 (U <= 0,20 W/m²K ) | 0% | 0%
levels of ground floor / cellar ceiling insulation (area-weigthed): |  |  | percentages related to....
level 0 (U > 0,9 W/m²K) | 100% | 100% | number of buildings
level 1 (0,9 W/m²K >= U > 0,3 W/m²K) | 0% | 0%
level 2 (0,3 W/m²K >= U > 0,20 W/m²K) | 0% | 0%
level 3 (U <= 0,20 W/m²K ) | 0% | 0%
levels of window insulation (area-weigthed): |  |  | percentages related to....
level 0 (U > 2 W/m²K) | 100% | 88% | number of buildings
level 1 (2 W/m²K >= U > 1,5 W/m²K) | 0% | 12%
level 2 (1,5 W/m²K >= U > 0,7 W/m²K) | 0% | 0%
level 3 (U <= 0,20 W/m²K ) | 0% | 0%

## Energy Balance <1>
Energy Balance Indicators <1>
Scenario Trend, all values in kWh/m²yr |  | 2015 (Basic Case) | 2020
|  | bs2015 | bs2020
TABULA/EPISCOPE reference area [109 m²] |  | 4.79 | 4.79
Required heat amounts
Qnd | Net heat need (space heating and DHW)* | 32.4 | 32.4
Final energy demand by energy carrier (delivered energy, gross calorific value) GWh/yr
1 | natural gas | 590.085 | 590.085
2 | liquid gas | 648.663 | 648.663
3 | oil | 45.21 | 45.21
4 | coal | - | -
5 | wood / biomass | - | -
6 | district heating | - | -
7 | electric energy (used for heat supply)*** | 1355.984 | 1355.984
Sum of energy carriers (1-7) |  | 2639.942 | 2639.942
CO2 emissions (kg/(m²yr)) |  | 6.6 | 6.6
Remarks:
*) Energy need for heating and DHW
Values related to the reference area
Powers of ten used in the table above
| Area | 9 | 1000000000
| Energy | 6 | 1000000

## Energy Balance <2>
Energy Balance Indicators <2>
Scenario S1, all values in kWh/m²yr |  | 2015 (Basic Case) | 2020
|  | bs2015 | bs2020
TABULA/EPISCOPE reference area [109 m²] |  | 4.79 | 4.79
Required heat amounts
Qnd | Net heat need (space heating and DHW)* | 32.4 | 29.2
Final energy demand by energy carrier (delivered energy, gross calorific value) GWh/yr
1 | natural gas | 590.085 | 578.283
2 | liquid gas | 648.663 | 635.69
3 | oil | 45.21 | 44.305
4 | coal | - | -
5 | wood / biomass | - | -
6 | district heating | - | -
7 | electric energy (used for heat supply)*** | 1355.984 | 1328.864
Sum of energy carriers (1-7) |  | 2639.942 | 2587.142
CO2 emissions (kg/(m²yr)) |  | 6.6 | 6.5
Remarks:
*) Energy need for heating and DHW
Values related to the reference area
Powers of ten used in the table above
| Area | 9 | 1000000000
| Energy | 6 | 1000000

## Energy Balance <3>
Energy Balance Indicators <3>
Scenario S1, all values in kWh/m²yr |  | 2015 (Basic Case) | 2020
|  | bs2015 | bs2020
TABULA/EPISCOPE reference area [109 m²] |  | 4.79 | 4.79
Required heat amounts
Qnd | Net heat need (space heating and DHW)* | 32.4 | 29.2
Final energy demand by energy carrier (delivered energy, gross calorific value) GWh/yr
1 | natural gas | 590.085 | 531.076
2 | liquid gas | 648.663 | 583.797
3 | oil | 45.21 | 40.689
4 | coal | - | -
5 | wood / biomass | - | -
6 | district heating | - | -
7 | electric energy (used for heat supply)*** | 1355.984 | 1220.386
Sum of energy carriers (1-7) |  | 2639.942 | 2375.948
CO2 emissions (kg/(m²yr)) |  | 6.6 | 5.9
Remarks:
*) Energy need for heating and DHW
Values related to the reference area
Powers of ten used in the table above
| Area | 9 | 1000000000
| Energy | 6 | 1000000

## SOURCE SR2+3 - Energy Balance (hidden)
IWU / TL / pasted on 19-01-2016
Source for entries in the sheets "Energy Balance <1>" and "Energy Balance <2>"
Values pasted from SR2/SR3
Please, select your case study values and copy/paste them into the sheet "Energy Balance <1>" and "Energy Balance <2>".
You may then delete this sheet.
|  |  | 2005 | 2015 | 2020 |  |  | 2030 |  |  | 2050 |  |  | 2015
|  |  | Base Year | Trend Scenario | Trend Scenario | Scenario B | Scenario C | Trend Scenario | Scenario B | Scenario C | Trend Scenario | Scenario B | Scenario C | kWh/yr | kWh/m²yr
1 | AT | natural gas |  | 794 | 770 | 780 | 749 | 740 | 671 | 553 |  |  |  | 794000000 | 34.5519
| GWh/yr | liquid gas |  | 1187 | 925 | 1161 | 1182 | 743 | 666 | 686 |  |  |  | 1187000000 | 51.6538
|  | oil |  | 0 | 0 | 0 | 0 | 0 | 0 | 0 |  |  |  | 0 | 0
|  | coal |  | 217 | 206 | 212 | 193 | 200 | 185 | 105 |  |  |  | 217000000 | 9.443
|  | wood / biomass |  | 1020 | 897 | 997 | 1035 | 801 | 710 | 850 |  |  |  | 1020000000 | 44.3866
|  | district heating |  | 399 | 465 | 391 | 397 | 497 | 444 | 494 |  |  |  | 399000000 | 17.363
|  | electric energy (used for heat supply) |  | 330 | 362 | 326 | 297 | 383 | 363 | 255 |  |  |  | 330000000 | 14.3604
|  | Total |  | 3947 | [9 empty] | 3947000000 | 171.7586
2 | BE | natural gas
liquid gas
oil
coal
wood / biomass
district heating
electric energy (used for heat supply)
3 | CY | natural gas | 0 | 0 | 0 | 0 | 0 | 0 | 0 | 0 | 0 | 0 | 0 | 0
| GWh/yr | liquid gas | 1.59 | 1.64 | 1.61 | 1.49 | 1.48 | 1.54 | 1.01 | 1 | 1.39 | 0 | 0 | 1640000 | 6.2672
|  | oil | 0.35 | 0.37 | 0.36 | 0.33 | 0.33 | 0.34 | 0.22 | 0.22 | 0.31 | 0 | 0 | 370000 | 1.4139
|  | coal | 0 | 0 | 0 | 0 | 0 | 0 | 0 | 0 | 0 | 0 | 0 | 0 | 0
|  | wood / biomass | 1.94 | 2.01 | 1.97 | 1.82 | 1.81 | 1.88 | 1.23 | 1.22 | 1.7 | 0 | 0 | 2010000 | 7.6811
|  | district heating | 0 | 0 | 0 | 0 | 0 | 0 | 0 | 0 | 0 | 0 | 0 | 0 | 0
|  | electric energy (used for heat supply) | 3.07 | 3.38 | 3.56 | 3.37 | 3.4 | 3.94 | 3.22 | 3.2 | 5.01 | 3.18 | 2.97 | 3380000 | 12.9165
|  | electric energy from the public grid (used for heat supply) | 3.07 | 3.38 | 3.56 | 3.37 | 3.37 | 3.83 | 3.22 | 2.97 | 4.6 | 3.18 | 2.23 | 3380000 | 12.9165
|  | electric energy produced by pv on site (used for heat supply) | 0 | 0 | 0 | 0 | 0.03 | 0.11 | 0 | 0.23 | 0.41 | 0 | 0.74 | 0 | 0
|  |  |  | 7.4 | [9 empty] | 7400000 | 28.2788
4 | CZ | district heating |  | 65.592 | 62.7129 | 59.6286 | 53.2031 | 55.7103 | 44.6963 | 34.4507 | 51.071 | 36.5158 | 27.1953 | 65592000 | 157.6731
| GWh/yr | electric energy (used for heat supply) |  | 1.747 | 1.7468 | 1.6609 | 1.4819 | 1.7468 | 1.4015 | 1.0802 | 1.747 | 1.2491 | 0.93028 | 1747000 | 4.1995
|  |  |  | 67.339 | [9 empty] | 67339000 | 161.8726
5 | DE | natural gas |  | 304.6282 | 290.036 | 287.4438 | 278.8301 | 256.8988 | 227.5653 | 181.0588 | 199.8409 | 73.5885 | 54.0725 | 304628221882.1658 | 77.1199
| TWh/yr | liquid gas |  | 0 | 0 | 0 | 0 | 0 | 0 | 0 | 0 | 0 | 0 | 0 | 0
|  | oil |  | 181.8166 | 166.3658 | 166.282 | 155.0852 | 134.2036 | 109.6887 | 71.5739 | 79.9466 | 9.7599 | 2.8687 | 181816567238.6761 | 46.0288
|  | coal |  | 1.3583 | 0.14142 | 0.14155 | 0.13113 | 0 | 0 | -7.4237e-18 | 0 | -9.1276e-18 | -8.4409e-18 | 1358347615.8698 | 0.34388
|  | wood / biomass |  | 68.9914 | 75.9021 | 75.522 | 71.6433 | 86.1097 | 77.0131 | 70.9563 | 103.6459 | 56.2092 | 51.9115 | 68991392501.621 | 17.4659
|  | district heating |  | 36.2385 | 37.8206 | 37.6663 | 39.3979 | 39.2849 | 42.2766 | 40.3049 | 40.1177 | 34.6327 | 32.4029 | 36238498668.6255 | 9.1742
|  | electric energy (used for heat supply) |  | 27.6022 | 24.941 | 24.9933 | 28.8039 | 22.7062 | 32.3498 | 48.0824 | 24.7059 | 59.3005 | 59.9535 | 27602201514.5926 | 6.9878
|  |  |  | 620.6352 | [9 empty] | 620635229421.5509 | 157.1205
6 | DK | natural gas
liquid gas
oil
coal
wood / biomass
district heating
electric energy (used for heat supply)
7 | ES | natural gas |  | 590.085 | 590.085 | 578.283 | 531.076 | [6 empty] | 590085000 | 9.1062
| GWh/yr | liquid gas |  | 648.663 | 648.663 | 635.69 | 583.797 | [6 empty] | 648663000 | 10.0102
|  | oil |  | 45.21 | 45.21 | 44.305 | 40.689 | [6 empty] | 45210000 | 0.69769
|  | coal |  | - | - | - | - | [6 empty] | #VALUE! | #VALUE!
|  | wood / biomass |  | - | - | - | - | [6 empty] | #VALUE! | #VALUE!
|  | district heating |  | - | - | - | - | [6 empty] | #VALUE! | #VALUE!
|  | electric energy (used for heat supply) |  | 1355.984 | 1355.984 | 1328.864 | 1220.386 | [6 empty] | 1355984000 | 20.9257
|  |  |  | 2639.942 | [9 empty] | 2639942000 | 40.7398
8 | FR | natural gas |  | 79.1288 | 69.25 | 68.68 | 64.65 | 56.76 | 53.25 | 43.82 | 61.21 | 58.59 | 44.97 | 79128794.37 | 109.1104
| GWh/yr | liquid gas | [11 empty] | 0 | 0
|  | oil | [11 empty] | 0 | 0
|  | coal | [11 empty] | 0 | 0
|  | wood / biomass | [11 empty] | 0 | 0
|  | district heating |  | 11.4205 | 15.07 | 14.84 | 13.39 | 16.74 | 15.82 | 11.68 | 27.09 | 25.79 | 18.17 | 11420523.14 | 15.7477
|  | electric energy (used for heat supply) |  | 25.2259 | 20,5 | 19.73 | 18.72 | 14.28 | 13.99 | 13.39 | 17.95 | 17.49 | 16.16 | 25225913.61 | 34.7839
|  |  |  | 115.7752 | [9 empty] | 115775231.12 | 159.642
9 | GB | natural gas
liquid gas
oil
coal
wood / biomass
district heating
electric energy (used for heat supply)
10 | GR | natural gas |  | 1592 | 2021 | 1724 | 1994 | 2777 | 21371703 | 1638 |  |  |  | 1592000000 | 6.2188
| GWh/yr | liquid gas |  | 0 | 0 | 0 | 0 | 0 | 0 | 0 |  |  |  | 0 | 0
|  | oil |  | 20487 | 19218 | 15326 | 14360 | 16574 | 9992 | 7040 |  |  |  | 20487000000 | 80.0273
|  | coal |  | 0 | 0 | 0 | 0 | 0 | 0 | 0 |  |  |  | 0 | 0
|  | wood / biomass |  | 13664 | 13275 | 11543 | 10836 | 12505 | 8044 | 6407 |  |  |  | 13664000000 | 53.375
|  | district heating |  | 222 | 226 | 197 | 327 | 234 | 149 | 317 |  |  |  | 222000000 | 0.86719
|  | electric energy (used for heat supply) |  | 3612 | 3574 | 2161 | 2179 | 3526 | 1272 | 1193 |  |  |  | 3612000000 | 14.1094
|  |  |  | 39577 | [9 empty] | 39577000000 | 154.5977
11 | HU | natural gas |  | 214 | 217.8 | 202.3 | 190.3 | 217.4 | 177.2 | 141.5 | 198 | 118.8 | 54.8 | 214000000 | 163.2342
| GWh/yr | liquid gas |  | 0 | 0 | 0 | 0 | 0 | 0 | 0 | 0 | 0 | 0 | 0 | 0
Angaben hier aus Bericht, sind anders als im Excel file |  | oil |  | 0 | 0 | 0 | 0 | 0 | 0 | 0 | 0 | 0 | 0 | 0 | 0
|  | coal |  | 0 | 0 | 0 | 0 | 0 | 0 | 0 | 0 | 0 | 0 | 0 | 0
|  | wood / biomass |  | 55.9 | 56.9 | 59.6 | 60.7 | 56.7 | 63.5 | 66.6 | 51.6 | 63.1 | 61.1 | 55900000 | 42.6392
|  | district heating |  | 13 | 12.9 | 12.8 | 12.6 | 12.8 | 12.6 | 12 | 11.4 | 10.9 | 9.2 | 13000000 | 9.9161
|  | electric energy (used for heat supply) |  | 9.8 | 10 | 9.8 | 9.5 | 10 | 9.4 | 8.7 | 9.1 | 7.8 | 5.9 | 9800000 | 7.4752
|  |  |  | 292.7 | [9 empty] | 292700000 | 223.2647
12 | IE | natural gas & LPG |  | 1110.4 | 1053.5 | 1008.3 | 940.6 | 939.7 | 818.9 | 637.6 | 749.6 | 524.8 | 187.4 | 1110400000 | 99.6589
| GWh/yr | oil |  | 118.7 | 112.7 | 107.8 | 100.6 | 100.5 | 87.6 | 68.7 | 80.2 | 56.1 | 20 | 118700000 | 10.6534
|  | coal |  | 29.2 | 27.7 | 26.6 | 24.8 | 24.7 | 21.6 | 16.8 | 19.7 | 13.8 | 4.9 | 29200000 | 2.6207
|  | wood / biomass |  | 0.4 | 0.3 | 0.3 | 0.3 | 0.3 | 0.3 | 0.2 | 0.2 | 0.2 | 0.1 | 400000 | 0.0359
|  | district heating | [11 empty] | 0 | 0
|  | electric energy (used for heat supply) |  | 160.9 | 152.6 | 154.8 | 158 | 136.1 | 144.7 | 157.5 | 108.6 | 136.8 | 179.2 | 160900000 | 14.4409
|  |  |  | 1419.6 | [9 empty] | 1419600000 | 127.4098
13 | IT | natural gas |  | 63990.39 | 62989.17 | 62809.35 | 59727.99 | 61003.38 | 60463.92 | 43058.01 | 57463.59 | 56502.33 | 16983 | 63990390000 | 298.5601
| GWh/yr | liquid gas |  | 0 | 0 | 0 | 0 | 0 | 0 | 0 | 0 | 0 | 0 | 0 | 0
|  | oil |  | 0 | 0 | 0 | 0 | 0 | 0 | 0 | 0 | 0 | 0 | 0 | 0
|  | coal |  | 0 | 0 | 0 | 0 | 0 | 0 | 0 | 0 | 0 | 0 | 0 | 0
|  | wood / biomass |  | 0 | 0 | 0 | 0 | 0 | 0 | 0 | 0 | 0 | 0 | 0 | 0
|  | district heating |  | 1125 | 1123 | 1123 | 1123 | 1121 | 1121 | 1121 | 1078 | 810 | 234 | 1125000000 | 5.2489
|  | electric energy (used for heat supply) |  | 915 | 992 | 1037 | 992 | 1146 | 1281 | 1146 | 1453 | 1766 | 1453 | 915000000 | 4.2691
|  |  |  | 66030.39 | [9 empty] | 66030390000 | 308.0782
14 | NL | natural gas |  | 47095 | 41964 | 44304 | 43496 | 33553 | 37211 | 34563 | 21973 | 24236 | 17453 | 47095000000 | 223.6708
| GWh/yr | liquid gas | [11 empty] | 0 | 0
|  | oil | [11 empty] | 0 | 0
|  | coal | [11 empty] | 0 | 0
|  | wood / biomass | [11 empty] | 0 | 0
|  | district heating | [11 empty] | 0 | 0
|  | electric energy (used for heat supply) |  | 843 | n.a. | 870 | 961 | n.a. | 1089 | 1384 | n.a. | 1549 | 2292 | 843000000 | 4.0037
|  |  |  | 47938 | [9 empty] | 47938000000 | 227.6745
15 | NO | natural gas |  | 40.7219 | 40.5357 | 41.5255 | 41.28 | 39.1159 | 37.8859 | 35.8037 | 33.3623 | 32.0683 | 27.6102 | 40721871.0924 | 0.16159
| GWh/yr | liquid gas |  | 104.8588 | 104.3795 | 106.9282 | 106.296 | 100.7235 | 97.5562 | 92.1946 | 85.9079 | 82.576 | 71.0962 | 104858818.063 | 0.41611
|  | oil |  | 1228.7825 | 0 | 0 | 0 | 0 | 0 | 0 | 0 | 0 | 0 | 1228782460.2137 | 4.8761
|  | coal |  | 5.0902 | 0 | 0 | 0 | 0 | 0 | 0 | 0 | 0 | 0 | 5090233.8866 | 0.020199
|  | wood / biomass |  | 6222.3019 | 5972.6517 | 6118.4888 | 6082.3105 | 5336.5307 | 5168.7191 | 4884.6535 | 3823.3176 | 3675.0316 | 3164.1243 | 6222301902.9215 | 24.6917
|  | district heating |  | 1102.5447 | 1332.6848 | 1365.2256 | 1357.1531 | 1739.8906 | 1685.1783 | 1592.5633 | 2258.2095 | 2170.6256 | 1868.8627 | 1102544659.8272 | 4.3752
|  | electric energy (used for heat supply) |  | 27118.7301 | 28209.0382 | 28897.8319 | 28726.9605 | 27194.0243 | 26338.8858 | 24891.3373 | 23148.0028 | 22250.2156 | 19156.9642 | 27118730053.9957 | 107.614
|  |  |  | 35823.03 | [9 empty] | 35823030000 | 142.1549
16 | RS | natural gas |  | 242 | 206 | 203 | 199 | 199 | 190 | 180 | 184 | 163 | 139 | 242000000 | 147.651
| GWh/yr | liquid gas |  | 0 | 0 | 0 | 0 | 0 | 0 | 0 | 0 | 0 | 0 | 0 | 0
|  | oil |  | 0 | 0 | 0 | 0 | 0 | 0 | 0 | 0 | 0 | 0 | 0 | 0
|  | coal |  | 5 | 6 | 6 | 6 | 6 | 5 | 5 | 5 | 5 | 4 | 5000000 | 3.0506
|  | wood / biomass |  | 320 | 374 | 368 | 361 | 362 | 344 | 323 | 326 | 284 | 237 | 320000000 | 195.241
|  | district heating |  | 0 | 0 | 0 | 0 | 0 | 0 | 0 | 0 | 0 | 0 | 0 | 0
|  | electric energy (used for heat supply) |  | 10 | 8 | 8 | 8 | 8 | 7 | 7 | 7 | 6 | 5 | 10000000 | 6.1013
|  |  |  | 577 | [9 empty] | 577000000 | 352.0439
17 | SI national | Natural Gas |  | 1305 | 1313 | 1138.8889 | 1152.7778 | 1141 | 1055.5556 | 1000 |  |  |  | 1305000000 | 18.2799
| GWh/yr | Liquid Gas |  | 180 | 146 | 138.8889 | 127.7778 | 127 | 111.1111 | 97.2222 |  |  |  | 180000000 | 2.5214
|  | Oil |  | 1570 | 1087 | 1055.5556 | 611.1111 | 446 | 403 | 333.3333 |  |  |  | 1570000000 | 21.9919
|  | Coal |  | 2 | 1 | 0.306 | 0.319 | 1 | 0.278 | 0.278 |  |  |  | 2000000 | 0.028015
|  | Bio |  | 5385 | 4560 | 3555.5556 | 3541.6667 | 3266 | 2750 | 2527.7778 |  |  |  | 5385000000 | 75.4307
|  | District heating |  | 886 | 799 | 583.3333 | 611.1111 | 528 | 555.5556 | 513.8889 |  |  |  | 886000000 | 12.4107
|  | Electric energy |  | 1036 | 1027 | 527.7778 | 527.7778 | 967 | 550 | 527.7778 |  |  |  | 1036000000 | 14.5118
|  | Solar energy |  | 124 | 160 | 33.3333 | 44.4444 | 220 | 50 | 55.5556 |  |  |  | 124000000 | 1.7369
|  | Geothermal energy |  | 301 | 315 | 333.3333 | 388.8889 | 741 | 500 | 513.8889 |  |  |  | 301000000 | 4.2163
|  |  |  | 10364 | [9 empty] | 10364000000 | 145.1744
18 | SI local | Natural Gas |  | 1741.5293 | 1722.8672 | 1741.5293 | 2008.5699 | 908.5857 | 952.5241 | 1784.6949 |  |  |  | 1741529.309 | 3.8596
| MWh/yr | Liquid Gas |  | 2819.4974 | 2791.3022 | 2819.4974 | 1638.6861 | 934.7218 | 914.4957 | 1440.6009 |  |  |  | 2819497.4161 | 6.2486
| einzige im SR2 mit MWh | Oil |  | 17406.503 | 16084.5105 | 15301.7608 | 6290.5417 | 11820.4159 | 10958.3031 | 3405.6925 |  |  |  | 17406503.0032 | 38.5765
|  | Coal |  | 760.4345 | 220.3 | 220.3 | 220.3 | 220.3 | 220.3 | 220.3 |  |  |  | 760434.5082 | 1.6853
|  | Bio |  | 48135 | 44131.4333 | 43955.2258 | 45881.889 | 29021.3067 | 27491.7546 | 28926.3072 |  |  |  | 48135000 | 106.6775
|  | District heating |  | 19852 | 14382.6716 | 15768.0395 | 16534.195 | 9835.5499 | 11034.4149 | 11700.4297 |  |  |  | 19852000 | 43.9963
|  | Electric energy |  | 6809.3473 | 6523.3964 | 6553.0755 | 10034.6339 | 5527.4629 | 5573.1211 | 6666.5643 |  |  |  | 6809347.3468 | 15.091
|  | Solar energy |  | 328.0933 | 250.6641 | 221.6811 | 579.9724 | 250.6641 | 221.6811 | 506.7779 |  |  |  | 328093.2583 | 0.72712
|  | Geothermal energy |  | 2802.8028 | 1960.0489 | 1878.8361 | 3832.1891 | 1714.115 | 1566.3825 | 2947.7223 |  |  |  | 2802802.8228 | 6.2116
|  |  |  | 97524.3116 | [9 empty] | 97524311.5834 | 216.1347
100655.2077

## Summary Indicators
Summary Indicators
Year |  |  | 2015 (basic case) | 2020
Reference area | National reference area | [m²] | 58900000 | 58900000
| EPISCOPE reference area | [m²] | 64800000 | 64800000
CO2 emissions | <1> Scenario "Trend" | kg/m²yr | 6.6 | 6.6
| <2> Scenario "Target-oriented / basic" | kg/m²yr | 6.6 | 6.5
| <3> Scenario "Target-oriented / basic" | kg/m²yr | 6.6 | 5.9
| EPISCOPE benchmark | kg/m²yr |  | 3
| National benchmark | kg/m²yr |  | 9.8
Total heat demand | <1> Scenario "Trend" | kWh/(m²yr) | 32.4 | 32.4
| <2> Scenario "Target-oriented / basic" | kWh/(m²yr) | 32.4 | 29.2
| <3> Scenario "Target-oriented / basic" | kWh/(m²yr) | 32.4 | 29.2
CO2 emission factor heat supply | <1> Scenario "Trend" | kg/kWh | 0.2037 | 0.2037
| <2> Scenario "Target-oriented / basic" | kg/kWh | 0.2037 | 0.2226
| <2> Scenario "Target-oriented / basic" | kg/kWh | 0.2037 | 0.20205
Values related to EPISCOPE Reference Area

## SOURCE SR2+3 - Summary Ind (hidden)
IWU / TL / pasted on 19-01-2016
Source for entries in sheet "Summary Indicators"
Values pasted from SR2/SR3
Please, select your case study values and copy/paste them into the sheet "Summary Indicators".
You may then delete this sheet.
[8 empty] | space heating only (without DHW) | [21 empty] | not available
|  |  |  | 1 |  |  |  | 2 |  |  |  | 3 | [9 empty] | 4 |  |  |  | 5 |  |  |  | 6 |  |  |  |  | 7 |  |  |  | 8 |  |  |  | 9 |  |  |  | 10 |  |  |  | 11 |  |  |  | 12 |  |  |  | 13 |  |  |  | 14 |  |  |  | 15 |  |  |  | 16 |  |  |  | 17 |  |  |  | 18
|  |  |  | AT |  |  |  | BE |  |  |  | CY | [9 empty] | CZ |  |  |  | DE |  |  |  | DK |  |  |  |  | ES |  |  |  | FR |  |  |  | GB |  |  |  | GR |  |  |  | HU |  |  |  | IE |  |  |  | IT |  |  |  | NL |  |  |  | NO |  |  |  | RS |  |  |  | SI national |  |  |  | SI local
| Year |  |  | 2015 | 2020 | 2030 | 2050 | 2015 | 2020 | 2030 | 2050 | 2005 |  | 2015 |  | 2020 |  | 2030 |  | 2050 |  | 2015 | 2020 | 2030 | 2050 | 2015 | 2020 | 2030 | 2050 | 2012 | 2015 | 2020 | 2030 | 2050 | 2015 | 2020 | 2030 | 2050 | 2015 | 2020 | 2030 | 2050 | 2012 | 2020 | 2030 | 2050 | 2015 | 2020 | 2030 | 2050 | 2015 | 2020 | 2030 | 2050 | 2015 | 2020 | 2030 | 2050 | 2015 | 2020 | 2030 | 2050 | 2015 | 2020 | 2030 | 2050 | 2015 | 2020 | 2030 | 2050 | 2015 | 2020 | 2030 | 2050 | 2015 | 2020 | 2030 | 2050 | 2015 | 2020 | 2030 | 2050
[12 empty] | heating | cooling | heating | cooling | heating | cooling | heating | cooling | heating | cooling
| Reference Area | national reference area | [m²] | 20890848 | 21517573.44 | 22163100.6432 | 23271255.6754 | 38400 | 39936 | 40175.616 | 40659.1697 | 214668.7431 |  | 261680 |  | 288915.8646 |  | 352186.8268 |  | 523331.0981 |  | 378000 | 378000 | 378000 | 378000 | 3590962028.2257 | 3664245271.1507 | 3723311757.0007 | 3841444728.7007 | [5 empty] | 58900000 | 58900000 |  |  | 659289.0909 | 708736.3636 | 807629.0909 | 955969.0909 | 2100000000 |  |  | 2940000000 | 407000000 | 419000000 | 445000000 |  | 1311000 | 1432000 | 1550000 | 1756000 | 11142000 | 11560000 | 12390000 | 14050000 | 214330000 | 218670000 | 227340000 | 244680000 | 191413636.3636 | 191588443.3375 | 193336513.076 | 201639844.3337 | 296000000 | 309000000 | 335000000 | 381000000 | 1490000 | 1560000 | 1690000 | 2160000 | 64900000 | 67700000 | 72200000 |  | 410200 | 433800 | 482100
|  | EPISCOPE reference area | [m²] | 22979932.8 | 23669330.784 | 24379410.7075 | 25598381.2429 | 32640 | 33945.6 | 34149.2736 | 34560.2943 | 214668.7431 |  | 261680 |  | 288915.8646 |  | 352186.8268 |  | 523331.0981 |  | 416000 | 416000 | 416000 | 416000 | 3950058231.0483 | 4030669798.2658 | 4095642932.7008 | 4225589201.5708 | [5 empty] | 64800000 | 64800000 |  |  | 725218 | 779610 | 888392 | 1051566 | 2100000000 |  |  | 2940000000 | 256000000 | 264000000 | 280000000 |  | 1311000 | 1432000 | 1550000 | 1756000 | 11430000 | 11870000 | 12740000 | 14490000 | 214330000 | 218670000 | 227340000 | 244680000 | 210555000 | 210747287.6712 | 212670164.3836 | 221803828.7671 | 252000000 | 263000000 | 285000000 | 324000000 | 1639000 | 1716000 | 1859000 | 2376000 | 71390000 | 74470000 | 79420000 |  | 451220 | 477180 | 530310
| CO2 emissions | Trend | kg/m²yr | 27.1298 | 23.2636 | 18.6495 |  | 47.8145 | 46.2418 | 44.8788 | 42.2255 | 13.1 | 11.9 | 10.4 | 10.7 | 9.6 | 9.6 | 7.3 | 7.2 | 4 | 5 | 42.1 | 40 | 35.5 | 31.3 | 31.6825 | 29.1693 | 24.945 | 18.4408 | [5 empty] | 10.01 | 10.01 |  |  | 32.83 | 24.4099 | 13.3535 | 8.3277 | 42.1413 |  |  | 25.1 | 33.9 | 31.9 | 28 |  | 73.5224 | 68.3154 | 62.84 | 50.2672 | 33.56 | 30.97 | 26.15 | 18.68 | 57.9 | 56.05 | 52.63 | 46.8 | 42.83 | 38.1259 | 30.2111 | 18.9696 | 14.6 | 12.6 | 11.3 | 8.4 | 59 | 55 | 48 | 34 | 22.15 | 19.7 | 14.95 |  | 37.41 | 26.8 | 17.5
|  | Scenario B | kg/m²yr |  | 21.785 | 16.6194 |  |  | 43.6325 | 37.1366 | 29.8551 |  |  |  |  | 9 | 9.2 | 5.8 | 5.9 | 2 | 2.7 |  | 39.1 | 29 | 22.7 |  | 29.044 | 22.111 | 7.0207 | [6 empty] | 9.8 |  |  |  | 23.01 | 10.5314 | 4.3605 |  |  |  | 21.506 |  | 23.1 | 14.1 |  |  | 66.838 | 59.1521 | 43.058 |  | 28.95 | 21.6 | 12.84 |  | 55.99 | 52.47 | 46.42 |  | 40.22 | 34.0887 | 22.6685 |  | 13 | 10.9 | 8.1 |  | 54 | 46 | 30 |  | 13.76 | 11.04 |  |  | 26.3 | 17.25
|  | Scenario C | kg/m²yr |  | 20.6512 | 15.685 |  |  | 43.3369 | 36.2596 | 22.5533 |  |  |  |  | 8.6 | 8.4 | 4.7 | 4.1 | 0.8 | 0.4 |  | 34.9 | 22.6 | 17.2 |  | 28.5626 | 19.1679 | 5.7539 | [6 empty] | 9 |  |  |  | 21.8478 | 8.9631 | 3.3518 |  |  |  | 5.2304 |  | 22.5 | 11.2 |  |  | 65.1629 | 54.5483 | 32.9914 |  | 27.09 | 17.31 | 6.41 |  | 53.32 | 38.19 | 15.71 |  | 39.5672 | 31.9708 | 17.6074 |  | 12.9 | 10.3 | 7 |  | 53 | 43 | 25 |  | 11.46 | 8.5 |  |  | 26.62 | 15.77
|  | EPISCOPE benchmark | kg/m²yr |  | 25.0226 | 17.9007 |  |  | 43.6767 | 31.9909 | 11.2894 |  |  |  |  | 18.1554 |  | 10.9743 |  | 2.6376 |  |  | 40 | 29.5 | 10.5 |  | 29.48 | 21.3775 | 7.4 | [6 empty] | 3 |  |  |  | 29.0125 | 18.76 | 5.6603 |  |  |  | 7.5252 |  | 31.2291 | 21.696 |  |  | 63.9326 | 43.5185 | 13.7182 |  | 30.7002 | 21.0764 | 6.6182 |  | 53.9133 | 38.2106 | 12.6795 |  | 40.6513 | 29.6828 | 10.1645 |  | 13.31 | 9.05 | 2.84 |  | 53.5349 | 36.4124 | 10.1748 |  | 21 | 15.5 |  |  | 35.5395 | 26.187
|  | national benchmark | kg/m²yr |  | 15.276 | 7.638 | [9 empty] | 17.6466 |  | 10.6668 |  | 3.0765 |  |  | 50 | 38 |  |  | 25.306 | 18.6784 | 5.0289 | [6 empty] | 9.8 |  |  |  | 27.4856 | 18.3133 | 5.6603 |  |  |  | 8.8769 |  | 15.9 | 11.3 |  |  | 75.8741 | 62.1692 | 15.4664 |  | 31.18 | 21.82 | 6.41 |  | 53.32 | 38.19 | 15.71 |  | 32.4469 | 18.622 | 6.1338 |  | 10.2 | 8.1 | 4.7 |  | 54.4929 | 46.92 | 30.5243 |  | 20 | 15 |  |  | 33.669 | 26.187
| Total heat demand | Trend | kWh/(m²yr) | 179.0884 | 172.2906 | 166.3792 |  | 208.5563 | 200.2215 | 194.4431 | 183.1615 | 53 |  | 48.28 |  | 46 |  | 42 |  | 33 |  | 134 | 127 | 113 | 99 | 138.9039 | 132.358 | 121.043 | 102.2709 | [5 empty] | 49.71 | 49.71 |  |  | 98.65 | 85.48 | 74.17 | 67.08 | 171.4766 |  |  | 111.5988 | 215 | 206 | 189 |  | 239.628 | 222.4187 | 204.2486 | 166.3241 | 127.4 | 120.87 | 107.81 | 86.01 | 240 | 233 | 221 | 199 | 201 | 178.9241 | 141.7799 | 89.0237 | 154.3802 | 147.2471 | 131.1213 | 98.3728 | 227 | 216 | 194 | 144 | 122.81 | 117.7 | 110.4 |  | 194.8 | 135.9 | 81.1
|  | Scenario B | kWh/(m²yr) |  | 163.1378 | 153.8858 |  |  | 188.5531 | 159.8211 | 126.8853 |  |  |  |  | 45 |  | 37 |  | 28 |  |  | 124 | 102 | 85 |  | 131.8196 | 117.8491 | 85.8602 | [6 empty] | 48.72 |  |  |  | 84.35 | 70.28 | 64.53 |  |  |  | 101.5625 |  | 181.7 | 131.3 |  |  | 217.153 | 191.3532 | 141.396 |  | 114.68 | 93.3 | 65.86 |  | 233 | 221 | 200 |  | 189 | 164 | 116 |  | 150.8425 | 126.9981 | 94.5575 |  | 213 | 185 | 128 |  | 112.4 | 105.4 |  |  | 132.6 | 78.3
|  | Scenario C | kWh/(m²yr) |  | 141.8002 | 120.7285 |  |  | 181.0899 | 137.6763 | 53.5989 |  |  |  |  | 44 |  | 36 |  | 27 |  |  | 123 | 96 | 78 |  | 131.0247 | 112.6839 | 81.5728 | [6 empty] | 44.74 |  |  |  | 78.64 | 57.88 | 50.16 |  |  |  | 52.2362 |  | 175.6 | 116.9 |  |  | 210.8565 | 174.0695 | 102.3781 |  | 108.6 | 78.56 | 43.3 |  | 221 | 159 | 66 |  | 188 | 161 | 109 |  | 149.9506 | 120.0184 | 81.412 |  | 210 | 175 | 116 |  | 103.1 | 82.3 |  |  | 132.6 | 78.3
| CO2 emission factor heat supply | Trend | kg/kWh | 0.15149 | 0.13503 | 0.11209 |  | 0.22926 | 0.23095 | 0.23081 | 0.23054 | 0.24717 |  | 0.21541 |  | 0.2087 |  | 0.17381 |  | 0.12121 |  | 0.31481 | 0.31484 | 0.31522 | 0.31496 | 0.22809 | 0.22038 | 0.20608 | 0.18031 | [5 empty] | 0.20137 | 0.20137 |  |  | 0.33279 | 0.28556 | 0.18004 | 0.12415 | 0.24576 |  |  | 0.22491 | 0.158 | 0.155 | 0.148 |  | 0.30682 | 0.30715 | 0.30766 | 0.30222 | 0.26342 | 0.25623 | 0.24256 | 0.21718 | 0.241 | 0.24 | 0.239 | 0.235 | 0.21308 | 0.21308 | 0.21308 | 0.21308 | 0.094718 | 0.085859 | 0.085817 | 0.085733 | 0.259 | 0.255 | 0.248 | 0.235 | 0.18036 | 0.16737 | 0.13542 |  | 0.192 | 0.197 | 0.216
|  | Scenario B | kg/kWh |  | 0.13354 | 0.108 |  |  | 0.23141 | 0.23236 | 0.23529 |  |  |  |  | 0.2 |  | 0.15676 |  | 0.071429 |  |  | 0.31479 | 0.28374 | 0.26729 |  | 0.22033 | 0.18762 | 0.081769 | [6 empty] | 0.20115 |  |  |  | 0.27279 | 0.14985 | 0.067573 |  |  |  | 0.21175 |  | 0.127 | 0.108 |  |  | 0.30779 | 0.30912 | 0.30452 |  | 0.25244 | 0.23151 | 0.19496 |  | 0.24 | 0.238 | 0.232 |  | 0.2128 | 0.20786 | 0.19542 |  | 0.085859 | 0.085817 | 0.085733 |  | 0.254 | 0.246 | 0.231 |  | 0.12242 | 0.10474 |  |  | 0.198 | 0.22
|  | Scenario C | kg/kWh |  | 0.14564 | 0.12992 |  |  | 0.23931 | 0.26337 | 0.42078 |  |  |  |  | 0.19545 |  | 0.13056 |  | 0.02963 |  |  | 0.28356 | 0.23596 | 0.21959 |  | 0.21799 | 0.1701 | 0.070537 | [6 empty] | 0.20116 |  |  |  | 0.27782 | 0.15486 | 0.066821 |  |  |  | 0.10013 |  | 0.128 | 0.096 |  |  | 0.30904 | 0.31337 | 0.32225 |  | 0.24945 | 0.22034 | 0.14804 |  | 0.241 | 0.24 | 0.239 |  | 0.21046 | 0.19858 | 0.16154 |  | 0.085859 | 0.085817 | 0.085733 |  | 0.253 | 0.243 | 0.225 |  | 0.11115 | 0.103 |  |  | 0.201 | 0.201

## Basic Case Details
Basic Case Details - Scenario and Energy Balance Indicators by Building Type
|  |  |  | Building Stock |  |  |  | ES | Regional |  |  | Comunidad Valenciana housing stock | [16 empty] | 2015
|  |  |  | Details |  |  |  | Comunidad Valenciana housing stock, IVE model | Comunidad Valenciana housing stock | Comunidad Valenciana housing stock | Comunidad Valenciana housing stock | Comunidad Valenciana housing stock | Comunidad Valenciana housing stock | Comunidad Valenciana housing stock | Comunidad Valenciana housing stock | Comunidad Valenciana housing stock | Comunidad Valenciana housing stock | Comunidad Valenciana housing stock | Comunidad Valenciana housing stock | Comunidad Valenciana housing stock | Comunidad Valenciana housing stock | Comunidad Valenciana housing stock | Comunidad Valenciana housing stock | Comunidad Valenciana housing stock | Comunidad Valenciana housing stock | Comunidad Valenciana housing stock | Comunidad Valenciana housing stock | Comunidad Valenciana housing stock | Comunidad Valenciana housing stock | Comunidad Valenciana housing stock
Annotations to this sheet
[9 empty] | 1 |  | 2 |  | 3 |  | 4 |  | 5 |  | 6 |  | 7 |  | 8 |  | 9 |  | 10
Building type / label
Building size category
Construction time band
| General Data | [5 empty] | Total
|  | Number of buildings |  |  |  |  | 47934.9377 | 0 | 17224.5817 | 0 | 25432.2611 | 0 | 2879.1272 | 0 | 2398.9677 | 0 | 0 | 0 | 0 | 0 | 0 | 0 | 0 | 0 | 0 | 0 | 0 | 0 | 10^3
|  | Number of dwellings |  |  |  |  | 692641 | 0 | 248345 | 0 | 366890 | 0 | 38685 | 0 | 38721 | 0 | 0 | 0 | 0 | 0 | 0 | 0 | 0 | 0 | 0 | 0 | 0 | 0 | 10^3
|  | Floor area national | [6 empty] | 18.2534 | 0 | 34.6711 | 0 | 2.7079 | 0 | 3.2526 | 0 | 0 | 0 | 0 | 0 | 0 | 0 | 0 | 0 | 0 | 0 | 0 | 0 | 10^6 m²
|  | Floor area TABULA |  |  |  |  | 64.7735 | 0 | 20.0787 | 0 | 38.1382 | 0 | 2.9787 | 0 | 3.5778 | 0 | 0 | 0 | 0 | 0 | 0 | 0 | 0 | 0 | 0 | 0 | 0 | 0 | 10^6 m²
Building Insulation
Original state / not refurbished fraction of the envelope area
U-values of the original state
|  |  | Roof | [5 empty] | 1.92 |  | 1.92 |  | 1.92 |  | 1.92 | [13 empty] | W/(m²K)
|  |  | Wall | [5 empty] | 2.2625 |  | 2.2604 |  | 1.6627 |  | 1.6627 | [13 empty] | W/(m²K)
|  |  | Window | [5 empty] | 5.7 |  | 5.7 |  | 5.7 |  | 5.7 | [13 empty] | W/(m²K)
|  |  | Floor | [5 empty] | 2.06 |  | 2.06 |  | 1.43 |  | 1.43 | [13 empty] | W/(m²K)
Refubishments (averages)
Refurbished fraction of envelope areas
Roof
Wall
Window
Floor
Total (indicative)
U-values of the refurbished fraction (averages)
|  |  | Roof | [25 empty] | W/(m²K)
|  |  | Wall | [25 empty] | W/(m²K)
|  |  | Window | [25 empty] | W/(m²K)
|  |  | Floor | [25 empty] | W/(m²K)
Main Heat Supply Systems
Ventilation Systems with Heat Recovery
Occurances
Heating Systems
Occurances or Fractions of Produced Heat
|  | 1 | Oil |  | B_NC |  |  | D | 2.773% | 0% | 2.773% | 0% | 2.773% | 0% | 2.773% | 0%
|  | 2 | Gas |  | Stove_L |  |  | D | 23.21% | 0% | 23.21% | 0% | 23.21% | 0% | 23.21% | 0%
|  | 3 | Gas |  | B_NC |  |  | D | 17.33% | 0% | 17.33% | 0% | 17.33% | 0% | 17.33% | 0%
|  | 4 | El |  | E_SH |  |  | D | 23.19% | 0% | 23.19% | 0% | 23.19% | 0% | 23.19% | 0%
|  | 5 | El |  | HP_Air |  |  | D | 33.49% | 0% | 33.49% | 0% | 33.49% | 0% | 33.49% | 0%
6
7
8
9
10
11
12
13
14
15
16
17
18
19
20
|  |  | Sum | [5 empty] | 100% | 0% | 100% | 0% | 100% | 0% | 100% | 0%
|  |  |  | thereof |  | central
[6 empty] | decentral |  |  | 100% | 0% | 100% | 0% | 100% | 0% | 100% | 0%
Other Systems
DHW Systems
Occurances or Fractions of Produced Heat
|  | 1 | Gas |  | B_NC |  |  | D | 100% | 0% | 100% | 0% | 100% | 0% | 100% | 0%
2
3
4
5
6
7
8
9
10
11
12
13
14
15
16
17
18
19
20
|  |  | Sum | [5 empty] | 100% | 0% | 100% | 0% | 100% | 0% | 100% | 0%
|  |  |  | thereof |  | central |  |  | 0% | 0% | 0% | 0% | 0% | 0% | 0% | 0%
[6 empty] | decentral |  |  | 100% | 0% | 100% | 0% | 100% | 0% | 100% | 0%
Other Systems
| Energy Balance | [17 empty] | GWh/a |  |  |  | Heating + DHW
[7 empty] | fuels related to |  |  | gross | 0% | calorific value
per m²
|  | Net heat need |  |  |  |  | 2568.9849 |  | 3355.6686 |  | 235.4876 |  | 203.1439 |  | 0 |  | 0 |  | 0 |  | 0 |  | 0 |  | 0 |  | 6363.285 |  | 98.239
|  | Produced heat |  |  |  |  | 560.1985 |  | 827.6037 |  | 87.2628 |  | 87.344 |  | 0 |  | 0 |  | 0 |  | 0 |  | 0 |  | 0 |  | 1562.409 |  | 24.1211
|  | Gas |  |  |  | 1 | 444.1509 |  | 656.1618 |  | 69.1859 |  | 69.2503 |  | 0 |  | 0 |  | 0 |  | 0 |  | 0 |  | 0 |  | 1238.7489 |  | 19.1243
|  | Oil |  |  |  | 1 | 16.2176 |  | 23.9589 |  | 2.5262 |  | 2.5286 |  | 0 |  | 0 |  | 0 |  | 0 |  | 0 |  | 0 |  | 45.2313 |  | 0.6983
|  | Coal |  |  |  | 1 | 0 |  | 0 |  | 0 |  | 0 |  | 0 |  | 0 |  | 0 |  | 0 |  | 0 |  | 0 |  | 0 |  | 0
|  | Bio |  |  |  | 1 | 0 |  | 0 |  | 0 |  | 0 |  | 0 |  | 0 |  | 0 |  | 0 |  | 0 |  | 0 |  | 0 |  | 0
|  | DH |  |  |  |  | 0 |  | 0 |  | 0 |  | 0 |  | 0 |  | 0 |  | 0 |  | 0 |  | 0 |  | 0 |  | 0 |  | 0
|  | El |  |  |  |  | 486.1855 |  | 718.2612 |  | 75.7337 |  | 75.8042 |  | 0 |  | 0 |  | 0 |  | 0 |  | 0 |  | 0 |  | 1355.9846 |  | 20.9343
|  | Other / not specified |  |  |  |  | 0 |  | 0 |  | 0 |  | 0 |  | 0 |  | 0 |  | 0 |  | 0 |  | 0 |  | 0 |  | 0 |  | 0
|  | Sum final energy |  |  |  |  | 946.5539 |  | 1398.3819 |  | 147.4458 |  | 147.5831 |  | 0 |  | 0 |  | 0 |  | 0 |  | 0 |  | 0 |  | 2639.9648 |  | 40.7569
|  | per m² |  |  |  |  | 47.1422 |  | 36.6662 |  | 49.4993 |  | 41.2494
|  | CHP electr. production |  |  |  |  | 0 |  | 0 |  | 0 |  | 0 |  | 0 |  | 0 |  | 0 |  | 0 |  | 0 |  | 0 |  | 0 |  | 0
Version: |  | 2016-01-21

## SOURCE TABULA.xlsm - Basic Case (hidden)
IWU / TL / pasted on 27-01-2016
Source for entries in sheet "Basic Case Details"
Values pasted from sheet "[TABULA.xlsm]Calc.Demo.AverageBuiSys" (at the bottom)
Please, select your case study rows and copy/paste them into the sheet "Basic Case Details".
You may then delete this sheet.
| TABULA Average Buildings | [29 empty] | EPISCOPE Monitoring Indicators
[5 empty] | Building Stock |  |  |  | AT | Regional |  |  | Regional building stock of the Province of Salzburg (Austria) | [15 empty] | Year | 2013
[5 empty] | Details |  |  |  | AEA model of regional building stock of the Province of Salzburg | Regional building stock of the Province of Salzburg (Austria) | Regional building stock of the Province of Salzburg (Austria) | Regional building stock of the Province of Salzburg (Austria) | Regional building stock of the Province of Salzburg (Austria) | Regional building stock of the Province of Salzburg (Austria) | Regional building stock of the Province of Salzburg (Austria) | Regional building stock of the Province of Salzburg (Austria) | Regional building stock of the Province of Salzburg (Austria) | Regional building stock of the Province of Salzburg (Austria) | Regional building stock of the Province of Salzburg (Austria) | Regional building stock of the Province of Salzburg (Austria) | Regional building stock of the Province of Salzburg (Austria) | Regional building stock of the Province of Salzburg (Austria) | Regional building stock of the Province of Salzburg (Austria) | Regional building stock of the Province of Salzburg (Austria) | Regional building stock of the Province of Salzburg (Austria) | Regional building stock of the Province of Salzburg (Austria) | Regional building stock of the Province of Salzburg (Austria) | Regional building stock of the Province of Salzburg (Austria) | Regional building stock of the Province of Salzburg (Austria) | Regional building stock of the Province of Salzburg (Austria) | Regional building stock of the Province of Salzburg (Austria)
Annotations to this sheet
[10 empty] | 1 |  | 2 |  | 3 |  | 4 |  | 5 |  | 6 |  | 7 |  | 8 |  | 9 |  | 10
|  |  | Building type / label | [6 empty] | SFH I&II |  | SFH III&IV |  | MFH I&II |  | MFH III&IV |  | SFH V&VI&VII&VIII |  | MFH V&VI&VII&VIII
Building size category
Construction time band
|  | General Data | [5 empty] | Total
|  |  | Number of buildings |  |  |  |  | 120665.2976 | 0 | 13777.0698 | 0 | 42648.8191 | 0 | 4559.0181 | 0 | 6876.5231 | 0 | 41197.1433 | 0 | 11606.7242 | 0 | 0 | 0 | 0 | 0 | 0 | 0 | 0 | 0 | 10^0
|  |  | Number of dwellings |  |  |  |  | 282749.2251 | 0 | 21012.6844 | 0 | 45127.9384 | 0 | 59778.5843 | 0 | 70888.7623 | 0 | 37133.7509 | 0 | 48807.5049 | 0 | 0 | 0 | 0 | 0 | 0 | 0 | 0 | 0 | 10^0
|  |  | Floor area national | [6 empty] | 2017.8686 | 0 | 4388.2858 | 0 | 2273.6664 | 0 | 3202.0222 | 0 | 3741.4938 | 0 | 5276.6632 | 0 | 0 | 0 | 0 | 0 | 0 | 0 | 0 | 0 | 10^3 m²
|  |  | Floor area TABULA |  |  |  |  | 22990 | 0 | 2219.6555 | 0 | 4827.1144 | 0 | 2501.033 | 0 | 3522.2245 | 0 | 4115.6431 | 0 | 5804.3296 | 0 | 0 | 0 | 0 | 0 | 0 | 0 | 0 | 0 | 10^3 m²
Building Insulation
Original state / not refurbished fraction of the envelope area
U-values of the original state
|  |  |  | Roof | [5 empty] | 0.96 |  | 0.89 |  | 0.81 |  | 1.26 |  | 0.29 |  | 0.23125 |  | 0 |  | 0 |  | 0 |  | 0 |  | W/(m²K)
|  |  |  | Wall | [5 empty] | 1.47 |  | 1.18 |  | 1.27 |  | 0.94 |  | 0.415 |  | 0.39625 |  | 0 |  | 0 |  | 0 |  | 0 |  | W/(m²K)
|  |  |  | Window | [5 empty] | 2.15 |  | 2.2 |  | 2.12 |  | 1.92 |  | 1.3525 |  | 1.3013 |  | 0 |  | 0 |  | 0 |  | 0 |  | W/(m²K)
|  |  |  | Floor | [5 empty] | 1.01 |  | 1.54 |  | 1.17 |  | 1.19 |  | 0.41625 |  | 0.36125 |  | 0 |  | 0 |  | 0 |  | 0 |  | W/(m²K)
Refubishments (averages)
Refurbished fraction of envelope areas
|  |  |  | Roof | [5 empty] | 7% |  | 7% |  | 7% |  | 7% |  | 0% |  | 0% |  | 0% |  | 0% |  | 0% |  | 0%
|  |  |  | Wall | [5 empty] | 7% |  | 7% |  | 7% |  | 7% |  | 0% |  | 0% |  | 0% |  | 0% |  | 0% |  | 0%
|  |  |  | Window | [5 empty] | 7% |  | 7% |  | 7% |  | 7% |  | 0% |  | 0% |  | 0% |  | 0% |  | 0% |  | 0%
|  |  |  | Floor | [5 empty] | 7% |  | 7% |  | 7% |  | 7% |  | 0% |  | 0% |  | 0% |  | 0% |  | 0% |  | 0%
|  |  |  | Total (indicative) | [5 empty] | 7% |  | 7% |  | 7% |  | 7% |  | 0% |  | 0% |  | 0% |  | 0% |  | 0% |  | 0%
U-values of the refurbished fraction (averages)
|  |  |  | Roof | [5 empty] | 0.48 |  | 0.445 |  | 0.42406 |  | 0.63 |  | 0 |  | 0 |  | 0 |  | 0 |  | 0 |  | 0 |  | W/(m²K)
|  |  |  | Wall | [5 empty] | 0.735 |  | 0.59 |  | 0.635 |  | 0.47 |  | 0 |  | 0 |  | 0 |  | 0 |  | 0 |  | 0 |  | W/(m²K)
|  |  |  | Window | [5 empty] | 2.2 |  | 2.2 |  | 2.2 |  | 1.92 |  | 0 |  | 0 |  | 0 |  | 0 |  | 0 |  | 0 |  | W/(m²K)
|  |  |  | Floor | [5 empty] | 0.505 |  | 0.77 |  | 0.58996 |  | 0.595 |  | 0 |  | 0 |  | 0 |  | 0 |  | 0 |  | 0 |  | W/(m²K)
Main Heat Supply Systems
Ventilation Systems with Heat Recovery
|  |  |  | Occurances | [5 empty] | 0% | 0% | 0% | 0% | 0% | 0% | 0% | 0% | 0% | 0% | 0% | 0% | 0% | 0% | 0% | 0% | 0% | 0% | 0% | 0%
Heating Systems
Occurances or Fractions of Produced Heat
|  |  | 1 | Bio_Wood |  | B_WP |  |  | C | 40% | 0% | 40% | 0% | 15% | 0% | 15% | 0% | 40% | 0% | 15% | 0% |  | 0% |  | 0% |  | 0% |  | 0%
|  |  | 2 | DH |  | TS |  |  | C | 13% | 0% | 13% | 0% | 70% | 0% | 70% | 0% | 13% | 0% | 70% | 0% |  | 0% |  | 0% |  | 0% |  | 0%
|  |  | 3 | El |  | HP_Air |  |  | C | 35% | 0% | 35% | 0% | 0% | 0% | 0% | 0% | 35% | 0% | 0% | 0% |  | 0% |  | 0% |  | 0% |  | 0%
|  |  | 4 | El_Prod_PV |  | HP_Water |  |  | C | 0% | 0% | 0% | 0% | 0% | 0% | 0% | 0% | 0% | 0% | 0% | 0% |  | 0% |  | 0% |  | 0% |  | 0%
|  |  | 5 | Gas |  | B_C |  |  | C | 10% | 0% | 10% | 0% | 10% | 0% | 10% | 0% | 10% | 0% | 10% | 0% |  | 0% |  | 0% |  | 0% |  | 0%
|  |  | 6 | Oil |  | B_C |  |  | C | 2% | 0% | 2% | 0% | 5% | 0% | 5% | 0% | 2% | 0% | 5% | 0% |  | 0% |  | 0% |  | 0% |  | 0%
|  |  | 7 | - |  | Solar |  |  | C | 0% | 0% | 0% | 0% | 0% | 0% | 0% | 0% | 0% | 0% | 0% | 0% |  | 0% |  | 0% |  | 0% |  | 0%
|  |  | 8 | [7 empty] | 0% |  | 0% |  | 0% |  | 0% |  | 0% |  | 0% |  | 0% |  | 0% |  | 0% |  | 0%
|  |  | 9 | [7 empty] | 0% |  | 0% |  | 0% |  | 0% |  | 0% |  | 0% |  | 0% |  | 0% |  | 0% |  | 0%
|  |  | 10 | [7 empty] | 0% |  | 0% |  | 0% |  | 0% |  | 0% |  | 0% |  | 0% |  | 0% |  | 0% |  | 0%
|  |  | 11 | [7 empty] | 0% |  | 0% |  | 0% |  | 0% |  | 0% |  | 0% |  | 0% |  | 0% |  | 0% |  | 0%
|  |  | 12 | [7 empty] | 0% |  | 0% |  | 0% |  | 0% |  | 0% |  | 0% |  | 0% |  | 0% |  | 0% |  | 0%
|  |  | 13 | [7 empty] | 0% |  | 0% |  | 0% |  | 0% |  | 0% |  | 0% |  | 0% |  | 0% |  | 0% |  | 0%
|  |  | 14 | [7 empty] | 0% |  | 0% |  | 0% |  | 0% |  | 0% |  | 0% |  | 0% |  | 0% |  | 0% |  | 0%
|  |  | 15 | [7 empty] | 0% |  | 0% |  | 0% |  | 0% |  | 0% |  | 0% |  | 0% |  | 0% |  | 0% |  | 0%
|  |  | 16 | [7 empty] | 0% |  | 0% |  | 0% |  | 0% |  | 0% |  | 0% |  | 0% |  | 0% |  | 0% |  | 0%
|  |  | 17 | [7 empty] | 0% |  | 0% |  | 0% |  | 0% |  | 0% |  | 0% |  | 0% |  | 0% |  | 0% |  | 0%
|  |  | 18 | [7 empty] | 0% |  | 0% |  | 0% |  | 0% |  | 0% |  | 0% |  | 0% |  | 0% |  | 0% |  | 0%
|  |  | 19 | [7 empty] | 0% |  | 0% |  | 0% |  | 0% |  | 0% |  | 0% |  | 0% |  | 0% |  | 0% |  | 0%
|  |  | 20 | [7 empty] | 0% |  | 0% |  | 0% |  | 0% |  | 0% |  | 0% |  | 0% |  | 0% |  | 0% |  | 0%
|  |  |  | Sum | [5 empty] | 100% | 0% | 100% | 0% | 100% | 0% | 100% | 0% | 100% | 0% | 100% | 0% |  | 0% |  | 0% |  | 0% |  | 0%
[5 empty] | thereof |  | central |  |  | 100% | 0% | 100% | 0% | 100% | 0% | 100% | 0% | 100% | 0% | 100% | 0% | 0% | 0% | 0% | 0% | 0% | 0% | 0% | 0%
[7 empty] | decentral |  |  | 0% | 0% | 0% | 0% | 0% | 0% | 0% | 0% | 0% | 0% | 0% | 0% | 0% | 0% | 0% | 0% | 0% | 0% | 0% | 0%
|  |  |  | Other Systems | [5 empty] | 0% | 0% | 0% | 0% | 0% | 0% | 0% | 0% | 0% | 0% | 0% | 0% |  | 0% |  | 0% |  | 0% |  | 0%
DHW Systems
Occurances or Fractions of Produced Heat
|  |  | 1 | Bio_Wood |  | B_WP |  |  | C | 8.274% | 0% | 11.25% | 0% | 15.85% | 0% | 12.15% | 0% | 12.27% | 0% | 40.21% | 0% |  | 0% |  | 0% |  | 0% |  | 0%
|  |  | 2 | DH |  | TS |  |  | C | 9.888% | 0% | 33.58% | 0% | 5.962% | 0% | 16.65% | 0% | 20.16% | 0% | 13.76% | 0% |  | 0% |  | 0% |  | 0% |  | 0%
|  |  | 3 | El |  | E |  |  | C | 20.66% | 0% | 44.92% | 0% | 2.328% | 0% | 6.556% | 0% | 25.54% | 0% | 0% | 0% |  | 0% |  | 0% |  | 0% |  | 0%
|  |  | 4 | El_Prod_PV |  | E |  |  | D | 15.62% | 0% | 24.74% | 0% | 10.81% | 0% | 9.027% | 0% | 22.89% | 0% | 16.92% | 0% |  | 0% |  | 0% |  | 0% |  | 0%
|  |  | 5 | Gas |  | B_C |  |  | C | 4.566% | 0% | 7.447% | 0% | 12% | 0% | 32% | 0% | 10.82% | 0% | 33.17% | 0% |  | 0% |  | 0% |  | 0% |  | 0%
|  |  | 6 | Oil |  | B_C |  |  | C | 7.874% | 0% | 21.4% | 0% | 7.763% | 0% | 7.028% | 0% | 26.76% | 0% | 29.17% | 0% |  | 0% |  | 0% |  | 0% |  | 0%
|  |  | 7 | Other |  |  |  |  | C | 0% | 0% | 0% | 0% | 0% | 0% | 0% | 0% | 0% | 0% | 0% | 0% |  | 0% |  | 0% |  | 0% |  | 0%
|  |  | 8 | [7 empty] | 0% |  | 0% |  | 0% |  | 0% |  | 0% |  | 0% |  | 0% |  | 0% |  | 0% |  | 0%
|  |  | 9 | [7 empty] | 0% |  | 0% |  | 0% |  | 0% |  | 0% |  | 0% |  | 0% |  | 0% |  | 0% |  | 0%
|  |  | 10 | [7 empty] | 0% |  | 0% |  | 0% |  | 0% |  | 0% |  | 0% |  | 0% |  | 0% |  | 0% |  | 0%
|  |  | 11 | [7 empty] | 0% |  | 0% |  | 0% |  | 0% |  | 0% |  | 0% |  | 0% |  | 0% |  | 0% |  | 0%
|  |  | 12 | [7 empty] | 0% |  | 0% |  | 0% |  | 0% |  | 0% |  | 0% |  | 0% |  | 0% |  | 0% |  | 0%
|  |  | 13 | [7 empty] | 0% |  | 0% |  | 0% |  | 0% |  | 0% |  | 0% |  | 0% |  | 0% |  | 0% |  | 0%
|  |  | 14 | [7 empty] | 0% |  | 0% |  | 0% |  | 0% |  | 0% |  | 0% |  | 0% |  | 0% |  | 0% |  | 0%
|  |  | 15 | [7 empty] | 0% |  | 0% |  | 0% |  | 0% |  | 0% |  | 0% |  | 0% |  | 0% |  | 0% |  | 0%
|  |  | 16 | [7 empty] | 0% |  | 0% |  | 0% |  | 0% |  | 0% |  | 0% |  | 0% |  | 0% |  | 0% |  | 0%
|  |  | 17 | [7 empty] | 0% |  | 0% |  | 0% |  | 0% |  | 0% |  | 0% |  | 0% |  | 0% |  | 0% |  | 0%
|  |  | 18 | [7 empty] | 0% |  | 0% |  | 0% |  | 0% |  | 0% |  | 0% |  | 0% |  | 0% |  | 0% |  | 0%
|  |  | 19 | [7 empty] | 0% |  | 0% |  | 0% |  | 0% |  | 0% |  | 0% |  | 0% |  | 0% |  | 0% |  | 0%
|  |  | 20 | [7 empty] | 0% |  | 0% |  | 0% |  | 0% |  | 0% |  | 0% |  | 0% |  | 0% |  | 0% |  | 0%
|  |  |  | Sum | [5 empty] | 66.88% | 0% | 143.3% | 0% | 54.71% | 0% | 83.41% | 0% | 118.4% | 0% | 133.2% | 0% |  | 0% |  | 0% |  | 0% |  | 0%
[5 empty] | thereof |  | central |  |  | 51.26% | 0% | 118.6% | 0% | 43.91% | 0% | 74.38% | 0% | 95.55% | 0% | 116.3% | 0% | 0% | 0% | 0% | 0% | 0% | 0% | 0% | 0%
[7 empty] | decentral |  |  | 15.62% | 0% | 24.74% | 0% | 10.81% | 0% | 9.027% | 0% | 22.89% | 0% | 16.92% | 0% | 0% | 0% | 0% | 0% | 0% | 0% | 0% | 0%
|  |  |  | Other Systems | [5 empty] | 33.12% | 0% | -43.34% | 0% | 45.29% | 0% | 16.59% | 0% | -18.44% | 0% | -33.22% | 0% |  | 0% |  | 0% |  | 0% |  | 0%
|  | Energy Balance | [16 empty] | All energy quantities in | MWh/a |  |  |  | Heating + DHW
[8 empty] | fuels related to |  |  | gross | 0% | calorific value
[28 empty] | Total |  | per m²
|  |  | Net heat need |  |  |  |  | 431384.5903 |  | 938060.6975 |  | 385428.3149 |  | 551299.3692 |  | 757081.428 |  | 883745.6001 |  | 0 |  | 0 |  | 0 |  | 0 |  | 3947000 |  | 171.6833
|  |  | Produced heat |  |  |  |  | 449768.984 |  | 978038.1969 |  | 401854.1818 |  | 574794.1924 |  | 789346.1017 |  | 921408.3433 |  | 0 |  | 0 |  | 0 |  | 0 |  | 4115210 |  | 179
|  |  | Gas |  |  |  | 1.087 | 71412.3795 |  | 97063.4093 |  | 136790.6094 |  | 104820.6139 |  | 105929.1857 |  | 347027.2804 |  | 0 |  | 0 |  | 0 |  | 0 |  | 863043.4783 |  | 37.54
|  |  | Oil |  |  |  | 1.0526 | 123552.4452 |  | 419535.307 |  | 74492.0948 |  | 208095.8052 |  | 251863.4955 |  | 171934.5366 |  | 0 |  | 0 |  | 0 |  | 0 |  | 1249473.6842 |  | 54.3486
|  |  | Coal |  |  |  | 1.0526 | 47185.8778 |  | 102615.7583 |  | 5316.7458 |  | 14975.2298 |  | 58327.4409 |  | 0 |  | 0 |  | 0 |  | 0 |  | 0 |  | 228421.0526 |  | 9.9357
|  |  | Bio |  |  |  | 1.0526 | 167666.7091 |  | 265656.8363 |  | 116051.5953 |  | 96921.5705 |  | 245746.7462 |  | 181640.7531 |  | 0 |  | 0 |  | 0 |  | 0 |  | 1073684.2105 |  | 46.7022
|  |  | DH |  |  |  |  | 18217.7589 |  | 29713.8026 |  | 47896.7002 |  | 127679.4596 |  | 43162.0858 |  | 132330.1928 |  | 0 |  | 0 |  | 0 |  | 0 |  | 399000 |  | 17.3554
|  |  | El |  |  |  |  | 25982.6618 |  | 70631.0519 |  | 25616.8398 |  | 23191.9694 |  | 88323.6928 |  | 96253.7841 |  | 0 |  | 0 |  | 0 |  | 0 |  | 330000 |  | 14.3541
|  |  | Other / not specified |  |  |  |  | 0 |  | 0 |  | 0 |  | 0 |  | 0 |  | 0 |  | 0 |  | 0 |  | 0 |  | 0 |  | 0 |  | 0
|  |  | Sum final energy |  |  |  |  | 454017.8322 |  | 985216.1654 |  | 406164.5854 |  | 575684.6486 |  | 793352.647 |  | 929186.547 |  | 0 |  | 0 |  | 0 |  | 0 |  | 4143622.4256 |  | 180.2359
|  |  | per m² |  |  |  |  | 204.5443 |  | 204.1004 |  | 162.3987 |  | 163.4435 |  | 192.7652 |  | 160.0851
|  |  | CHP electr. production |  |  |  |  | 0 |  | 0 |  | 0 |  | 0 |  | 0 |  | 0 |  | 0 |  | 0 |  | 0 |  | 0 |  | 0 |  | 0
| Version: |  | 2016-01-21
| TABULA Average Buildings | [29 empty] | EPISCOPE Monitoring Indicators
[5 empty] | Building Stock |  |  |  | BE | Local |  |  | Local building stock of Sint-Amandsberg, Belgium | [15 empty] | Year | 2015
[5 empty] | Details |  |  |  | Residential building stock of SAD, VITO model, existing state 2015 | Local building stock of Sint-Amandsberg, Belgium | Local building stock of Sint-Amandsberg, Belgium | Local building stock of Sint-Amandsberg, Belgium | Local building stock of Sint-Amandsberg, Belgium | Local building stock of Sint-Amandsberg, Belgium | Local building stock of Sint-Amandsberg, Belgium | Local building stock of Sint-Amandsberg, Belgium | Local building stock of Sint-Amandsberg, Belgium | Local building stock of Sint-Amandsberg, Belgium | Local building stock of Sint-Amandsberg, Belgium | Local building stock of Sint-Amandsberg, Belgium | Local building stock of Sint-Amandsberg, Belgium | Local building stock of Sint-Amandsberg, Belgium | Local building stock of Sint-Amandsberg, Belgium | Local building stock of Sint-Amandsberg, Belgium | Local building stock of Sint-Amandsberg, Belgium | Local building stock of Sint-Amandsberg, Belgium | Local building stock of Sint-Amandsberg, Belgium | Local building stock of Sint-Amandsberg, Belgium | Local building stock of Sint-Amandsberg, Belgium | Local building stock of Sint-Amandsberg, Belgium | Local building stock of Sint-Amandsberg, Belgium
Annotations to this sheet
[10 empty] | 1 |  | 2 |  | 3 |  | 4 |  | 5 |  | 6 |  | 7 |  | 8 |  | 9 |  | 10
Building type / label
Building size category
Construction time band
|  | General Data | [5 empty] | Total
|  |  | Number of buildings |  |  |  |  | 200.1839 | 0 | 200.1839 | 0 | 0 | 0 | 0 | 0 | 0 | 0 | 0 | 0 | 0 | 0 | 0 | 0 | 0 | 0 | 0 | 0 | 0 | 0 | 10^0
|  |  | Number of dwellings |  |  |  |  | 200 | 0 | 200 | 0 | 0 | 0 | 0 | 0 | 0 | 0 | 0 | 0 | 0 | 0 | 0 | 0 | 0 | 0 | 0 | 0 | 0 | 0 | 10^0
|  |  | Floor area national | [6 empty] | 38.4 | 0 | 0 | 0 | 0 | 0 | 0 | 0 | 0 | 0 | 0 | 0 | 0 | 0 | 0 | 0 | 0 | 0 | 0 | 0 | 10^3 m²
|  |  | Floor area TABULA |  |  |  |  | 32.64 | 0 | 32.64 | 0 | 0 | 0 | 0 | 0 | 0 | 0 | 0 | 0 | 0 | 0 | 0 | 0 | 0 | 0 | 0 | 0 | 0 | 0 | 10^3 m²
Building Insulation
Original state / not refurbished fraction of the envelope area
U-values of the original state
|  |  |  | Roof | [5 empty] | 2.8 |  | 0 |  | 0 |  | 0 |  | 0 |  | 0 |  | 0 |  | 0 |  | 0 |  | 0 |  | W/(m²K)
|  |  |  | Wall | [5 empty] | 2.14 |  | 0 |  | 0 |  | 0 |  | 0 |  | 0 |  | 0 |  | 0 |  | 0 |  | 0 |  | W/(m²K)
|  |  |  | Window | [5 empty] | 5 |  | 0 |  | 0 |  | 0 |  | 0 |  | 0 |  | 0 |  | 0 |  | 0 |  | 0 |  | W/(m²K)
|  |  |  | Floor | [5 empty] | 2.0643 |  | 0 |  | 0 |  | 0 |  | 0 |  | 0 |  | 0 |  | 0 |  | 0 |  | 0 |  | W/(m²K)
Refubishments (averages)
Refurbished fraction of envelope areas
|  |  |  | Roof | [5 empty] | 86% |  | 0% |  | 0% |  | 0% |  | 0% |  | 0% |  | 0% |  | 0% |  | 0% |  | 0%
|  |  |  | Wall | [5 empty] | 0% |  | 0% |  | 0% |  | 0% |  | 0% |  | 0% |  | 0% |  | 0% |  | 0% |  | 0%
|  |  |  | Window | [5 empty] | 88% |  | 0% |  | 0% |  | 0% |  | 0% |  | 0% |  | 0% |  | 0% |  | 0% |  | 0%
|  |  |  | Floor | [5 empty] | 0% |  | 0% |  | 0% |  | 0% |  | 0% |  | 0% |  | 0% |  | 0% |  | 0% |  | 0%
|  |  |  | Total (indicative) | [5 empty] | 34.41% |  | 0% |  | 0% |  | 0% |  | 0% |  | 0% |  | 0% |  | 0% |  | 0% |  | 0%
U-values of the refurbished fraction (averages)
|  |  |  | Roof | [5 empty] | 1.29 |  | 0 |  | 0 |  | 0 |  | 0 |  | 0 |  | 0 |  | 0 |  | 0 |  | 0 |  | W/(m²K)
|  |  |  | Wall | [5 empty] | 0 |  | 0 |  | 0 |  | 0 |  | 0 |  | 0 |  | 0 |  | 0 |  | 0 |  | 0 |  | W/(m²K)
|  |  |  | Window | [5 empty] | 2.63 |  | 0 |  | 0 |  | 0 |  | 0 |  | 0 |  | 0 |  | 0 |  | 0 |  | 0 |  | W/(m²K)
|  |  |  | Floor | [5 empty] | 0 |  | 0 |  | 0 |  | 0 |  | 0 |  | 0 |  | 0 |  | 0 |  | 0 |  | 0 |  | W/(m²K)
Main Heat Supply Systems
Ventilation Systems with Heat Recovery
|  |  |  | Occurances | [5 empty] | 0% | 0% | 0% | 0% | 0% | 0% | 0% | 0% | 0% | 0% | 0% | 0% | 0% | 0% | 0% | 0% | 0% | 0% | 0% | 0%
Heating Systems
Occurances or Fractions of Produced Heat
|  |  | 1 | Gas |  | B_C |  |  | C | 62% | 0% |  | 0% |  | 0% |  | 0% |  | 0% |  | 0% |  | 0% |  | 0% |  | 0% |  | 0%
|  |  | 2 | Gas |  | Stove |  |  | D | 20% | 0% |  | 0% |  | 0% |  | 0% |  | 0% |  | 0% |  | 0% |  | 0% |  | 0% |  | 0%
|  |  | 3 | Gas |  | B_NC |  |  | C | 10% | 0% |  | 0% |  | 0% |  | 0% |  | 0% |  | 0% |  | 0% |  | 0% |  | 0% |  | 0%
|  |  | 4 | Oil |  | B_C |  |  | C | 4% | 0% |  | 0% |  | 0% |  | 0% |  | 0% |  | 0% |  | 0% |  | 0% |  | 0% |  | 0%
|  |  | 5 | Bio |  | B_NC |  |  | C | 2% | 0% |  | 0% |  | 0% |  | 0% |  | 0% |  | 0% |  | 0% |  | 0% |  | 0% |  | 0%
|  |  | 6 | El |  | E |  |  | D | 2% | 0% |  | 0% |  | 0% |  | 0% |  | 0% |  | 0% |  | 0% |  | 0% |  | 0% |  | 0%
|  |  | 7 | [7 empty] | 0% |  | 0% |  | 0% |  | 0% |  | 0% |  | 0% |  | 0% |  | 0% |  | 0% |  | 0%
|  |  | 8 | [7 empty] | 0% |  | 0% |  | 0% |  | 0% |  | 0% |  | 0% |  | 0% |  | 0% |  | 0% |  | 0%
|  |  | 9 | [7 empty] | 0% |  | 0% |  | 0% |  | 0% |  | 0% |  | 0% |  | 0% |  | 0% |  | 0% |  | 0%
|  |  | 10 | [7 empty] | 0% |  | 0% |  | 0% |  | 0% |  | 0% |  | 0% |  | 0% |  | 0% |  | 0% |  | 0%
|  |  | 11 | [7 empty] | 0% |  | 0% |  | 0% |  | 0% |  | 0% |  | 0% |  | 0% |  | 0% |  | 0% |  | 0%
|  |  | 12 | [7 empty] | 0% |  | 0% |  | 0% |  | 0% |  | 0% |  | 0% |  | 0% |  | 0% |  | 0% |  | 0%
|  |  | 13 | [7 empty] | 0% |  | 0% |  | 0% |  | 0% |  | 0% |  | 0% |  | 0% |  | 0% |  | 0% |  | 0%
|  |  | 14 | [7 empty] | 0% |  | 0% |  | 0% |  | 0% |  | 0% |  | 0% |  | 0% |  | 0% |  | 0% |  | 0%
|  |  | 15 | [7 empty] | 0% |  | 0% |  | 0% |  | 0% |  | 0% |  | 0% |  | 0% |  | 0% |  | 0% |  | 0%
|  |  | 16 | [7 empty] | 0% |  | 0% |  | 0% |  | 0% |  | 0% |  | 0% |  | 0% |  | 0% |  | 0% |  | 0%
|  |  | 17 | [7 empty] | 0% |  | 0% |  | 0% |  | 0% |  | 0% |  | 0% |  | 0% |  | 0% |  | 0% |  | 0%
|  |  | 18 | [7 empty] | 0% |  | 0% |  | 0% |  | 0% |  | 0% |  | 0% |  | 0% |  | 0% |  | 0% |  | 0%
|  |  | 19 | [7 empty] | 0% |  | 0% |  | 0% |  | 0% |  | 0% |  | 0% |  | 0% |  | 0% |  | 0% |  | 0%
|  |  | 20 | [7 empty] | 0% |  | 0% |  | 0% |  | 0% |  | 0% |  | 0% |  | 0% |  | 0% |  | 0% |  | 0%
|  |  |  | Sum | [5 empty] | 100% | 0% |  | 0% |  | 0% |  | 0% |  | 0% |  | 0% |  | 0% |  | 0% |  | 0% |  | 0%
[5 empty] | thereof |  | central |  |  | 78% | 0% | 0% | 0% | 0% | 0% | 0% | 0% | 0% | 0% | 0% | 0% | 0% | 0% | 0% | 0% | 0% | 0% | 0% | 0%
[7 empty] | decentral |  |  | 22% | 0% | 0% | 0% | 0% | 0% | 0% | 0% | 0% | 0% | 0% | 0% | 0% | 0% | 0% | 0% | 0% | 0% | 0% | 0%
|  |  |  | Other Systems | [5 empty] | 0% | 0% |  | 0% |  | 0% |  | 0% |  | 0% |  | 0% |  | 0% |  | 0% |  | 0% |  | 0%
DHW Systems
Occurances or Fractions of Produced Heat
|  |  | 1 | Gas |  | G_IWH_NC |  |  | D | 88% | 0% |  | 0% |  | 0% |  | 0% |  | 0% |  | 0% |  | 0% |  | 0% |  | 0% |  | 0%
|  |  | 2 | El |  | E |  |  | C | 6% | 0% |  | 0% |  | 0% |  | 0% |  | 0% |  | 0% |  | 0% |  | 0% |  | 0% |  | 0%
|  |  | 3 | Gas |  | B_NC |  |  | C | 4% | 0% |  | 0% |  | 0% |  | 0% |  | 0% |  | 0% |  | 0% |  | 0% |  | 0% |  | 0%
|  |  | 4 | El |  | E |  |  | D | 2% | 0% |  | 0% |  | 0% |  | 0% |  | 0% |  | 0% |  | 0% |  | 0% |  | 0% |  | 0%
|  |  | 5 | [7 empty] | 0% |  | 0% |  | 0% |  | 0% |  | 0% |  | 0% |  | 0% |  | 0% |  | 0% |  | 0%
|  |  | 6 | [7 empty] | 0% |  | 0% |  | 0% |  | 0% |  | 0% |  | 0% |  | 0% |  | 0% |  | 0% |  | 0%
|  |  | 7 | [7 empty] | 0% |  | 0% |  | 0% |  | 0% |  | 0% |  | 0% |  | 0% |  | 0% |  | 0% |  | 0%
|  |  | 8 | [7 empty] | 0% |  | 0% |  | 0% |  | 0% |  | 0% |  | 0% |  | 0% |  | 0% |  | 0% |  | 0%
|  |  | 9 | [7 empty] | 0% |  | 0% |  | 0% |  | 0% |  | 0% |  | 0% |  | 0% |  | 0% |  | 0% |  | 0%
|  |  | 10 | [7 empty] | 0% |  | 0% |  | 0% |  | 0% |  | 0% |  | 0% |  | 0% |  | 0% |  | 0% |  | 0%
|  |  | 11 | [7 empty] | 0% |  | 0% |  | 0% |  | 0% |  | 0% |  | 0% |  | 0% |  | 0% |  | 0% |  | 0%
|  |  | 12 | [7 empty] | 0% |  | 0% |  | 0% |  | 0% |  | 0% |  | 0% |  | 0% |  | 0% |  | 0% |  | 0%
|  |  | 13 | [7 empty] | 0% |  | 0% |  | 0% |  | 0% |  | 0% |  | 0% |  | 0% |  | 0% |  | 0% |  | 0%
|  |  | 14 | [7 empty] | 0% |  | 0% |  | 0% |  | 0% |  | 0% |  | 0% |  | 0% |  | 0% |  | 0% |  | 0%
|  |  | 15 | [7 empty] | 0% |  | 0% |  | 0% |  | 0% |  | 0% |  | 0% |  | 0% |  | 0% |  | 0% |  | 0%
|  |  | 16 | [7 empty] | 0% |  | 0% |  | 0% |  | 0% |  | 0% |  | 0% |  | 0% |  | 0% |  | 0% |  | 0%
|  |  | 17 | [7 empty] | 0% |  | 0% |  | 0% |  | 0% |  | 0% |  | 0% |  | 0% |  | 0% |  | 0% |  | 0%
|  |  | 18 | [7 empty] | 0% |  | 0% |  | 0% |  | 0% |  | 0% |  | 0% |  | 0% |  | 0% |  | 0% |  | 0%
|  |  | 19 | [7 empty] | 0% |  | 0% |  | 0% |  | 0% |  | 0% |  | 0% |  | 0% |  | 0% |  | 0% |  | 0%
|  |  | 20 | [7 empty] | 0% |  | 0% |  | 0% |  | 0% |  | 0% |  | 0% |  | 0% |  | 0% |  | 0% |  | 0%
|  |  |  | Sum | [5 empty] | 100% | 0% |  | 0% |  | 0% |  | 0% |  | 0% |  | 0% |  | 0% |  | 0% |  | 0% |  | 0%
[5 empty] | thereof |  | central |  |  | 10% | 0% | 0% | 0% | 0% | 0% | 0% | 0% | 0% | 0% | 0% | 0% | 0% | 0% | 0% | 0% | 0% | 0% | 0% | 0%
[7 empty] | decentral |  |  | 90% | 0% | 0% | 0% | 0% | 0% | 0% | 0% | 0% | 0% | 0% | 0% | 0% | 0% | 0% | 0% | 0% | 0% | 0% | 0%
|  |  |  | Other Systems | [5 empty] | 0% | 0% |  | 0% |  | 0% |  | 0% |  | 0% |  | 0% |  | 0% |  | 0% |  | 0% |  | 0%
|  | Energy Balance | [16 empty] | All energy quantities in | MWh/a |  |  |  | Heating + DHW
[8 empty] | fuels related to |  |  | gross | 0% | calorific value
[28 empty] | Total |  | per m²
|  |  | Net heat need |  |  |  |  | 0 |  | 0 |  | 0 |  | 0 |  | 0 |  | 0 |  | 0 |  | 0 |  | 0 |  | 0 |  | 0 |  | 0
|  |  | Produced heat |  |  |  |  | 0 |  | 0 |  | 0 |  | 0 |  | 0 |  | 0 |  | 0 |  | 0 |  | 0 |  | 0 |  | 0 |  | 0
|  |  | Gas |  |  |  | 1 | 0 |  | 0 |  | 0 |  | 0 |  | 0 |  | 0 |  | 0 |  | 0 |  | 0 |  | 0 |  | 0 |  | 0
|  |  | Oil |  |  |  | 1 | 0 |  | 0 |  | 0 |  | 0 |  | 0 |  | 0 |  | 0 |  | 0 |  | 0 |  | 0 |  | 0 |  | 0
|  |  | Coal |  |  |  | 1 | 0 |  | 0 |  | 0 |  | 0 |  | 0 |  | 0 |  | 0 |  | 0 |  | 0 |  | 0 |  | 0 |  | 0
|  |  | Bio |  |  |  | 1 | 0 |  | 0 |  | 0 |  | 0 |  | 0 |  | 0 |  | 0 |  | 0 |  | 0 |  | 0 |  | 0 |  | 0
|  |  | DH |  |  |  |  | 0 |  | 0 |  | 0 |  | 0 |  | 0 |  | 0 |  | 0 |  | 0 |  | 0 |  | 0 |  | 0 |  | 0
|  |  | El |  |  |  |  | 0 |  | 0 |  | 0 |  | 0 |  | 0 |  | 0 |  | 0 |  | 0 |  | 0 |  | 0 |  | 0 |  | 0
|  |  | Other / not specified |  |  |  |  | 0 |  | 0 |  | 0 |  | 0 |  | 0 |  | 0 |  | 0 |  | 0 |  | 0 |  | 0 |  | 0 |  | 0
|  |  | Sum final energy |  |  |  |  | 0 |  | 0 |  | 0 |  | 0 |  | 0 |  | 0 |  | 0 |  | 0 |  | 0 |  | 0 |  | 0 |  | 0
|  |  | per m² |  |  |  |  | 0
|  |  | CHP electr. production |  |  |  |  | 0 |  | 0 |  | 0 |  | 0 |  | 0 |  | 0 |  | 0 |  | 0 |  | 0 |  | 0 |  | 0 |  | 0
| Version: |  | 2016-01-21
| TABULA Average Buildings | [29 empty] | EPISCOPE Monitoring Indicators
[5 empty] | Building Stock |  |  |  | CY | Local |  |  | Housing Stock of the Cyprus Land Development Corporation (CLDC) | [15 empty] | Year | 2015
[5 empty] | Details |  |  |  | CUT Model from a Cyprus pilot building stock / Source: CUT investigation results | Housing Stock of the Cyprus Land Development Corporation (CLDC) | Housing Stock of the Cyprus Land Development Corporation (CLDC) | Housing Stock of the Cyprus Land Development Corporation (CLDC) | Housing Stock of the Cyprus Land Development Corporation (CLDC) | Housing Stock of the Cyprus Land Development Corporation (CLDC) | Housing Stock of the Cyprus Land Development Corporation (CLDC) | Housing Stock of the Cyprus Land Development Corporation (CLDC) | Housing Stock of the Cyprus Land Development Corporation (CLDC) | Housing Stock of the Cyprus Land Development Corporation (CLDC) | Housing Stock of the Cyprus Land Development Corporation (CLDC) | Housing Stock of the Cyprus Land Development Corporation (CLDC) | Housing Stock of the Cyprus Land Development Corporation (CLDC) | Housing Stock of the Cyprus Land Development Corporation (CLDC) | Housing Stock of the Cyprus Land Development Corporation (CLDC) | Housing Stock of the Cyprus Land Development Corporation (CLDC) | Housing Stock of the Cyprus Land Development Corporation (CLDC) | Housing Stock of the Cyprus Land Development Corporation (CLDC) | Housing Stock of the Cyprus Land Development Corporation (CLDC) | Housing Stock of the Cyprus Land Development Corporation (CLDC) | Housing Stock of the Cyprus Land Development Corporation (CLDC) | Housing Stock of the Cyprus Land Development Corporation (CLDC) | Housing Stock of the Cyprus Land Development Corporation (CLDC)
Annotations to this sheet
[10 empty] | 1 |  | 2 |  | 3 |  | 4 |  | 5 |  | 6 |  | 7 |  | 8 |  | 9 |  | 10
|  |  | Building type / label | [6 empty] | SFHI |  | SFHII |  | THI |  | THIΙ |  | MFHI |  | MFHIΙ
Building size category
Construction time band
|  | General Data | [5 empty] | Total
|  |  | Number of buildings |  |  |  |  | 2258.1818 | 0 | 19.0909 | 0 | 11.8182 | 0 | 896.3636 | 0 | 121.8182 | 0 | 908.1818 | 0 | 300.9091 | 0 | 0 | 0 | 0 | 0 | 0 | 0 | 0 | 0 | 10^0
|  |  | Number of dwellings |  |  |  |  | 2484 | 0 | 21 | 0 | 13 | 0 | 986 | 0 | 134 | 0 | 999 | 0 | 331 | 0 | 0 | 0 | 0 | 0 | 0 | 0 | 0 | 0 | 10^0
|  |  | Floor area national | [6 empty] | 2.52 | 0 | 1.56 | 0 | 114.1788 | 0 | 15.5172 | 0 | 96.0039 | 0 | 31.8091 | 0 | 0 | 0 | 0 | 0 | 0 | 0 | 0 | 0 | 10^3 m²
|  |  | Floor area TABULA |  |  |  |  | 261.589 | 0 | 2.52 | 0 | 1.56 | 0 | 114.1788 | 0 | 15.5172 | 0 | 96.0039 | 0 | 31.8091 | 0 | 0 | 0 | 0 | 0 | 0 | 0 | 0 | 0 | 10^3 m²
Building Insulation
Original state / not refurbished fraction of the envelope area
U-values of the original state
|  |  |  | Roof | [5 empty] | 3.42 |  | 0.77 |  | 3.42 |  | 0.77 |  | 3.42 |  | 0.77 |  | 0 |  | 0 |  | 0 |  | 0 |  | W/(m²K)
|  |  |  | Wall | [5 empty] | 1.389 |  | 0.82 |  | 1.389 |  | 0.82 |  | 1.389 |  | 0.82 |  | 0 |  | 0 |  | 0 |  | 0 |  | W/(m²K)
|  |  |  | Window | [5 empty] | 5.7805 |  | 2.3456 |  | 5.7695 |  | 2.3472 |  | 6.1 |  | 2.3 |  | 0 |  | 0 |  | 0 |  | 0 |  | W/(m²K)
|  |  |  | Floor | [5 empty] | 0.91 |  | 0.91 |  | 0.99504 |  | 0.99504 |  | 2.1166 |  | 2.1166 |  | 0 |  | 0 |  | 0 |  | 0 |  | W/(m²K)
Refubishments (averages)
Refurbished fraction of envelope areas
|  |  |  | Roof | [5 empty] | 0% |  | 0% |  | 41.18% |  | 0% |  | 0% |  | 0% |  | 0% |  | 0% |  | 0% |  | 0%
|  |  |  | Wall | [5 empty] | 0% |  | 0% |  | 0% |  | 0% |  | 0% |  | 0% |  | 0% |  | 0% |  | 0% |  | 0%
|  |  |  | Window | [5 empty] | 40.89% |  | 0% |  | 40.75% |  | 0% |  | 91.18% |  | 0% |  | 0% |  | 0% |  | 0% |  | 0%
|  |  |  | Floor | [5 empty] | 0% |  | 0% |  | 0% |  | 0% |  | 0% |  | 0% |  | 0% |  | 0% |  | 0% |  | 0%
|  |  |  | Total (indicative) | [5 empty] | 3.091% |  | 0% |  | 13.3% |  | 0% |  | 7.863% |  | 0% |  | 0% |  | 0% |  | 0% |  | 0%
U-values of the refurbished fraction (averages)
|  |  |  | Roof | [5 empty] | 0 |  | 0 |  | 0.78864 |  | 0 |  | 0 |  | 0 |  | 0 |  | 0 |  | 0 |  | 0 |  | W/(m²K)
|  |  |  | Wall | [5 empty] | 0 |  | 0 |  | 0 |  | 0 |  | 0 |  | 0 |  | 0 |  | 0 |  | 0 |  | 0 |  | W/(m²K)
|  |  |  | Window | [5 empty] | 3.2 |  | 0 |  | 3.2 |  | 0 |  | 3.2 |  | 0 |  | 0 |  | 0 |  | 0 |  | 0 |  | W/(m²K)
|  |  |  | Floor | [5 empty] | 0 |  | 0 |  | 0 |  | 0 |  | 0 |  | 0 |  | 0 |  | 0 |  | 0 |  | 0 |  | W/(m²K)
Main Heat Supply Systems
Ventilation Systems with Heat Recovery
|  |  |  | Occurances | [5 empty] | 0% | 0% | 0% | 0% | 0% | 0% | 0% | 0% | 0% | 0% | 0% | 0% | 0% | 0% | 0% | 0% | 0% | 0% | 0% | 0%
Heating Systems
Occurances or Fractions of Produced Heat
|  |  | 1 | El |  | E_Immersion |  |  | C | 14.54% | 0% | 0% | 0% | 14.54% | 0% | 0% | 0% | 24.65% | 0% | 0% | 0% |  | 0% |  | 0% |  | 0% |  | 0%
|  |  | 2 | El |  | E_Immersion |  |  | C | 0% | 0% | 2.675% | 0% | 0% | 0% | 2.675% | 0% | 0% | 0% | 0% | 0% |  | 0% |  | 0% |  | 0% |  | 0%
|  |  | 3 | Oil |  | B_NC_CT |  |  | C | 0% | 0% | 0% | 0% | 0% | 0% | 0% | 0% | 8.519% | 0% | 0% | 0% |  | 0% |  | 0% |  | 0% |  | 0%
|  |  | 4 | Gas |  | B_NC_CT |  |  | C | 0% | 0% | 1.898% | 0% | 0% | 0% | 1.899% | 0% | 0% | 0% | 0% | 0% |  | 0% |  | 0% |  | 0% |  | 0%
|  |  | 5 | El |  | E |  |  | D | 1.003% | 0% | 0% | 0% | 1.003% | 0% | 0% | 0% | 0% | 0% | 0% | 0% |  | 0% |  | 0% |  | 0% |  | 0%
|  |  | 6 | El |  | E_SH |  |  | D | 0% | 0% | 29.95% | 0% | 0% | 0% | 29.95% | 0% | 14.81% | 0% | 0% | 0% |  | 0% |  | 0% |  | 0% |  | 0%
|  |  | 7 | El |  | E_Immersion |  |  | D | 34.6% | 0% | 24.46% | 0% | 34.6% | 0% | 24.46% | 0% | 24.65% | 0% | 50.84% | 0% |  | 0% |  | 0% |  | 0% |  | 0%
|  |  | 8 | Oil |  | Stove_L |  |  | D | 4.434% | 0% | 13.73% | 0% | 4.433% | 0% | 13.73% | 0% | 0% | 0% | 17.75% | 0% |  | 0% |  | 0% |  | 0% |  | 0%
|  |  | 9 | Gas |  | Stove |  |  | D | 18.05% | 0% | 0% | 0% | 18.05% | 0% | 0% | 0% | 27.37% | 0% | 0% | 0% |  | 0% |  | 0% |  | 0% |  | 0%
|  |  | 10 | Gas |  | G_SH |  |  | D | 0% | 0% | 8.331% | 0% | 0% | 0% | 8.334% | 0% | 0% | 0% | 31.41% | 0% |  | 0% |  | 0% |  | 0% |  | 0%
|  |  | 11 | Bio_Wood |  | OpenFire |  |  | D | 27.38% | 0% | 0% | 0% | 27.38% | 0% | 0% | 0% | 0% | 0% | 0% | 0% |  | 0% |  | 0% |  | 0% |  | 0%
|  |  | 12 | Bio_Wood |  | OpenFire |  |  | D | 0% | 0% | 18.96% | 0% | 0% | 0% | 18.96% | 0% | 0% | 0% | 0% | 0% |  | 0% |  | 0% |  | 0% |  | 0%
|  |  | 13 | [7 empty] | 0% |  | 0% |  | 0% |  | 0% |  | 0% |  | 0% |  | 0% |  | 0% |  | 0% |  | 0%
|  |  | 14 | [7 empty] | 0% |  | 0% |  | 0% |  | 0% |  | 0% |  | 0% |  | 0% |  | 0% |  | 0% |  | 0%
|  |  | 15 | [7 empty] | 0% |  | 0% |  | 0% |  | 0% |  | 0% |  | 0% |  | 0% |  | 0% |  | 0% |  | 0%
|  |  | 16 | [7 empty] | 0% |  | 0% |  | 0% |  | 0% |  | 0% |  | 0% |  | 0% |  | 0% |  | 0% |  | 0%
|  |  | 17 | [7 empty] | 0% |  | 0% |  | 0% |  | 0% |  | 0% |  | 0% |  | 0% |  | 0% |  | 0% |  | 0%
|  |  | 18 | [7 empty] | 0% |  | 0% |  | 0% |  | 0% |  | 0% |  | 0% |  | 0% |  | 0% |  | 0% |  | 0%
|  |  | 19 | [7 empty] | 0% |  | 0% |  | 0% |  | 0% |  | 0% |  | 0% |  | 0% |  | 0% |  | 0% |  | 0%
|  |  | 20 | [7 empty] | 0% |  | 0% |  | 0% |  | 0% |  | 0% |  | 0% |  | 0% |  | 0% |  | 0% |  | 0%
|  |  |  | Sum | [5 empty] | 100% | 0% | 100% | 0% | 100% | 0% | 100% | 0% | 100% | 0% | 100% | 0% |  | 0% |  | 0% |  | 0% |  | 0%
[5 empty] | thereof |  | central |  |  | 14.54% | 0% | 4.573% | 0% | 14.54% | 0% | 4.574% | 0% | 33.17% | 0% | 0% | 0% | 0% | 0% | 0% | 0% | 0% | 0% | 0% | 0%
[7 empty] | decentral |  |  | 85.46% | 0% | 95.43% | 0% | 85.46% | 0% | 95.43% | 0% | 66.83% | 0% | 100% | 0% | 0% | 0% | 0% | 0% | 0% | 0% | 0% | 0%
|  |  |  | Other Systems | [5 empty] | 1.11e-14% | 0% | 0% | 0% | 1.11e-14% | 0% | 0% | 0% | 0% | 0% | 0% | 0% |  | 0% |  | 0% |  | 0% |  | 0%
DHW Systems
Occurances or Fractions of Produced Heat
|  |  | 1 | - |  | Solar |  |  | C | 80% | 0% | 80% | 0% | 80% | 0% | 80% | 0% | 80% | 0% | 80% | 0% |  | 0% |  | 0% |  | 0% |  | 0%
|  |  | 2 | El |  | E_Immersion |  |  | C | 20% | 0% | 20% | 0% | 20% | 0% | 20% | 0% | 20% | 0% | 20% | 0% |  | 0% |  | 0% |  | 0% |  | 0%
|  |  | 3 | [7 empty] | 0% |  | 0% |  | 0% |  | 0% |  | 0% |  | 0% |  | 0% |  | 0% |  | 0% |  | 0%
|  |  | 4 | [7 empty] | 0% |  | 0% |  | 0% |  | 0% |  | 0% |  | 0% |  | 0% |  | 0% |  | 0% |  | 0%
|  |  | 5 | [7 empty] | 0% |  | 0% |  | 0% |  | 0% |  | 0% |  | 0% |  | 0% |  | 0% |  | 0% |  | 0%
|  |  | 6 | [7 empty] | 0% |  | 0% |  | 0% |  | 0% |  | 0% |  | 0% |  | 0% |  | 0% |  | 0% |  | 0%
|  |  | 7 | [7 empty] | 0% |  | 0% |  | 0% |  | 0% |  | 0% |  | 0% |  | 0% |  | 0% |  | 0% |  | 0%
|  |  | 8 | [7 empty] | 0% |  | 0% |  | 0% |  | 0% |  | 0% |  | 0% |  | 0% |  | 0% |  | 0% |  | 0%
|  |  | 9 | [7 empty] | 0% |  | 0% |  | 0% |  | 0% |  | 0% |  | 0% |  | 0% |  | 0% |  | 0% |  | 0%
|  |  | 10 | [7 empty] | 0% |  | 0% |  | 0% |  | 0% |  | 0% |  | 0% |  | 0% |  | 0% |  | 0% |  | 0%
|  |  | 11 | [7 empty] | 0% |  | 0% |  | 0% |  | 0% |  | 0% |  | 0% |  | 0% |  | 0% |  | 0% |  | 0%
|  |  | 12 | [7 empty] | 0% |  | 0% |  | 0% |  | 0% |  | 0% |  | 0% |  | 0% |  | 0% |  | 0% |  | 0%
|  |  | 13 | [7 empty] | 0% |  | 0% |  | 0% |  | 0% |  | 0% |  | 0% |  | 0% |  | 0% |  | 0% |  | 0%
|  |  | 14 | [7 empty] | 0% |  | 0% |  | 0% |  | 0% |  | 0% |  | 0% |  | 0% |  | 0% |  | 0% |  | 0%
|  |  | 15 | [7 empty] | 0% |  | 0% |  | 0% |  | 0% |  | 0% |  | 0% |  | 0% |  | 0% |  | 0% |  | 0%
|  |  | 16 | [7 empty] | 0% |  | 0% |  | 0% |  | 0% |  | 0% |  | 0% |  | 0% |  | 0% |  | 0% |  | 0%
|  |  | 17 | [7 empty] | 0% |  | 0% |  | 0% |  | 0% |  | 0% |  | 0% |  | 0% |  | 0% |  | 0% |  | 0%
|  |  | 18 | [7 empty] | 0% |  | 0% |  | 0% |  | 0% |  | 0% |  | 0% |  | 0% |  | 0% |  | 0% |  | 0%
|  |  | 19 | [7 empty] | 0% |  | 0% |  | 0% |  | 0% |  | 0% |  | 0% |  | 0% |  | 0% |  | 0% |  | 0%
|  |  | 20 | [7 empty] | 0% |  | 0% |  | 0% |  | 0% |  | 0% |  | 0% |  | 0% |  | 0% |  | 0% |  | 0%
|  |  |  | Sum | [5 empty] | 100% | 0% | 100% | 0% | 100% | 0% | 100% | 0% | 100% | 0% | 100% | 0% |  | 0% |  | 0% |  | 0% |  | 0%
[5 empty] | thereof |  | central |  |  | 100% | 0% | 100% | 0% | 100% | 0% | 100% | 0% | 100% | 0% | 100% | 0% | 0% | 0% | 0% | 0% | 0% | 0% | 0% | 0%
[7 empty] | decentral |  |  | 0% | 0% | 0% | 0% | 0% | 0% | 0% | 0% | 0% | 0% | 0% | 0% | 0% | 0% | 0% | 0% | 0% | 0% | 0% | 0%
|  |  |  | Other Systems | [5 empty] | 0% | 0% | 0% | 0% | 0% | 0% | 0% | 0% | 0% | 0% | 0% | 0% |  | 0% |  | 0% |  | 0% |  | 0%
|  | Energy Balance | [16 empty] | All energy quantities in | MWh/a |  |  |  | Heating + DHW
[8 empty] | fuels related to |  |  | gross | 0% | calorific value
[28 empty] | Total |  | per m²
|  |  | Net heat need |  |  |  |  | 130.4749 |  | 45.2198 |  | 5186.1878 |  | 423.0599 |  | 2637.2054 |  | 713.1322 |  | 0 |  | 0 |  | 0 |  | 0 |  | 9135.28 |  | 34.9223
|  |  | Produced heat |  |  |  |  | 141.5251 |  | 51.36 |  | 5686.8618 |  | 484.1356 |  | 3214.1888 |  | 834.0068 |  | 0 |  | 0 |  | 0 |  | 0 |  | 10412.0781 |  | 39.8032
|  |  | Gas |  |  |  | 1 | 29.8784 |  | 1.4475 |  | 1084.0592 |  | 11.5355 |  | 498.3466 |  | 20.0397 |  | 0 |  | 0 |  | 0 |  | 0 |  | 1645.307 |  | 6.2897
|  |  | Oil |  |  |  | 1 | 7.3395 |  | 3.8165 |  | 266.265 |  | 30.4028 |  | 102.417 |  | 22.6481 |  | 0 |  | 0 |  | 0 |  | 0 |  | 432.8889 |  | 1.6548
|  |  | Coal |  |  |  | 1 | 0 |  | 0 |  | 0 |  | 0 |  | 0 |  | 0 |  | 0 |  | 0 |  | 0 |  | 0 |  | 0 |  | 0
|  |  | Bio |  |  |  | 1 | 53.682 |  | 4.2724 |  | 1947.6163 |  | 34.0339 |  | 0 |  | 0 |  | 0 |  | 0 |  | 0 |  | 0 |  | 2039.6046 |  | 7.797
|  |  | DH |  |  |  |  | 0 |  | 0 |  | 0 |  | 0 |  | 0 |  | 0 |  | 0 |  | 0 |  | 0 |  | 0 |  | 0 |  | 0
|  |  | El |  |  |  |  | 52.8923 |  | 12.9577 |  | 2032.7252 |  | 118.6662 |  | 964.3304 |  | 190.5365 |  | 0 |  | 0 |  | 0 |  | 0 |  | 3372.1082 |  | 12.8909
|  |  | Other / not specified |  |  |  |  | 0 |  | 0 |  | 0 |  | 0 |  | 0 |  | 0 |  | 0 |  | 0 |  | 0 |  | 0 |  | 0 |  | 0
|  |  | Sum final energy |  |  |  |  | 143.7922 |  | 22.4941 |  | 5330.6656 |  | 194.6384 |  | 1565.094 |  | 233.2243 |  | 0 |  | 0 |  | 0 |  | 0 |  | 7489.9087 |  | 28.6324
|  |  | per m² |  |  |  |  | 57.0604 |  | 14.4193 |  | 46.687 |  | 12.5434 |  | 16.3024 |  | 7.332
|  |  | CHP electr. production |  |  |  |  | 0 |  | 0 |  | 0 |  | 0 |  | 0 |  | 0 |  | 0 |  | 0 |  | 0 |  | 0 |  | 0 |  | 0
| Version: |  | 2016-01-21
| TABULA Average Buildings | [29 empty] | EPISCOPE Monitoring Indicators
[5 empty] | Building Stock |  |  |  | CZ | Local |  |  | Residential building stock of Havířov, Czech Republic | [15 empty] | Year | 2015
[5 empty] | Details |  |  |  | STU-K model, existing state 2015 | Residential building stock of Havířov, Czech Republic | Residential building stock of Havířov, Czech Republic | Residential building stock of Havířov, Czech Republic | Residential building stock of Havířov, Czech Republic | Residential building stock of Havířov, Czech Republic | Residential building stock of Havířov, Czech Republic | Residential building stock of Havířov, Czech Republic | Residential building stock of Havířov, Czech Republic | Residential building stock of Havířov, Czech Republic | Residential building stock of Havířov, Czech Republic | Residential building stock of Havířov, Czech Republic | Residential building stock of Havířov, Czech Republic | Residential building stock of Havířov, Czech Republic | Residential building stock of Havířov, Czech Republic | Residential building stock of Havířov, Czech Republic | Residential building stock of Havířov, Czech Republic | Residential building stock of Havířov, Czech Republic | Residential building stock of Havířov, Czech Republic | Residential building stock of Havířov, Czech Republic | Residential building stock of Havířov, Czech Republic | Residential building stock of Havířov, Czech Republic | Residential building stock of Havířov, Czech Republic
Annotations to this sheet
[10 empty] | 1 |  | 2 |  | 3 |  | 4 |  | 5 |  | 6 |  | 7 |  | 8 |  | 9 |  | 10
Building type / label
Building size category
Construction time band
|  | General Data | [5 empty] | Total
|  |  | Number of buildings |  |  |  |  | 224.9998 | 0 | 35.9998 | 0 | 32.9999 | 0 | 7.9999 | 0 | 29.9999 | 0 | 62 | 0 | 56.0001 | 0 | 0 | 0 | 0 | 0 | 0 | 0 | 0 | 0 | 10^0
|  |  | Number of dwellings |  |  |  |  | 7577 | 0 | 756 | 0 | 1356 | 0 | 84 | 0 | 959 | 0 | 2740 | 0 | 1682 | 0 | 0 | 0 | 0 | 0 | 0 | 0 | 0 | 0 | 10^0
|  |  | Floor area national | [6 empty] | 37.3769 | 0 | 68.8649 | 0 | 4.9244 | 0 | 49.6721 | 0 | 128.8522 | 0 | 88.4091 | 0 | 0 | 0 | 0 | 0 | 0 | 0 | 0 | 0 | 10^3 m²
|  |  | Floor area TABULA |  |  |  |  | 415.9094 | 0 | 41.1145 | 0 | 75.7514 | 0 | 5.4168 | 0 | 54.6393 | 0 | 141.7374 | 0 | 97.25 | 0 | 0 | 0 | 0 | 0 | 0 | 0 | 0 | 0 | 10^3 m²
Building Insulation
Original state / not refurbished fraction of the envelope area
U-values of the original state
|  |  |  | Roof | [5 empty] | 1 |  | 0.8 |  | 0.5 |  | 1 |  | 0.8 |  | 0.5 |  | 0 |  | 0 |  | 0 |  | 0 |  | W/(m²K)
|  |  |  | Wall | [5 empty] | 1.4 |  | 1.2 |  | 0.8 |  | 1.4 |  | 1.2 |  | 0.8 |  | 0 |  | 0 |  | 0 |  | 0 |  | W/(m²K)
|  |  |  | Window | [5 empty] | 2.7 |  | 2.8 |  | 2.8 |  | 2.7 |  | 2.8 |  | 2.8 |  | 0 |  | 0 |  | 0 |  | 0 |  | W/(m²K)
|  |  |  | Floor | [5 empty] | 1.1 |  | 1 |  | 0.9 |  | 1.1 |  | 1 |  | 0.9 |  | 0 |  | 0 |  | 0 |  | 0 |  | W/(m²K)
Refubishments (averages)
Refurbished fraction of envelope areas
|  |  |  | Roof | [5 empty] | 4.2% |  | 42% |  | 28.6% |  | 7.9% |  | 64.8% |  | 36.3% |  | 0% |  | 0% |  | 0% |  | 0%
|  |  |  | Wall | [5 empty] | 4.2% |  | 42% |  | 28.6% |  | 7.9% |  | 64.8% |  | 36.3% |  | 0% |  | 0% |  | 0% |  | 0%
|  |  |  | Window | [5 empty] | 47.4% |  | 56.9% |  | 28.6% |  | 30.4% |  | 74% |  | 54.6% |  | 0% |  | 0% |  | 0% |  | 0%
|  |  |  | Floor | [5 empty] | 4.2% |  | 42% |  | 28.6% |  | 7.9% |  | 64.8% |  | 36.3% |  | 0% |  | 0% |  | 0% |  | 0%
|  |  |  | Total (indicative) | [5 empty] | 8.24% |  | 44.22% |  | 28.6% |  | 10.74% |  | 66.41% |  | 39.81% |  | 0% |  | 0% |  | 0% |  | 0%
U-values of the refurbished fraction (averages)
|  |  |  | Roof | [5 empty] | 0.2963 |  | 0.23529 |  | 0.2 |  | 0.2963 |  | 0.23529 |  | 0.2 |  | 0 |  | 0 |  | 0 |  | 0 |  | W/(m²K)
|  |  |  | Wall | [5 empty] | 0.29947 |  | 0.25263 |  | 0.22857 |  | 0.29947 |  | 0.25263 |  | 0.22857 |  | 0 |  | 0 |  | 0 |  | 0 |  | W/(m²K)
|  |  |  | Window | [5 empty] | 1.1 |  | 1.3 |  | 1.3 |  | 1.1 |  | 1.3 |  | 1.3 |  | 0 |  | 0 |  | 0 |  | 0 |  | W/(m²K)
|  |  |  | Floor | [5 empty] | 0.3045 |  | 0.27586 |  | 0.26766 |  | 0.3045 |  | 0.27586 |  | 0.26766 |  | 0 |  | 0 |  | 0 |  | 0 |  | W/(m²K)
Main Heat Supply Systems
Ventilation Systems with Heat Recovery
|  |  |  | Occurances | [5 empty] | 0% | 0% | 0% | 0% | 0% | 0% | 0% | 0% | 0% | 0% | 0% | 0% | 0% | 0% | 0% | 0% | 0% | 0% | 0% | 0%
Heating Systems
Occurances or Fractions of Produced Heat
|  |  | 1 | DH |  | TS |  |  | C | 100% | 0% | 100% | 0% | 100% | 0% | 100% | 0% | 100% | 0% | 100% | 0% |  | 0% |  | 0% |  | 0% |  | 0%
|  |  | 2 | [7 empty] | 0% |  | 0% |  | 0% |  | 0% |  | 0% |  | 0% |  | 0% |  | 0% |  | 0% |  | 0%
|  |  | 3 | [7 empty] | 0% |  | 0% |  | 0% |  | 0% |  | 0% |  | 0% |  | 0% |  | 0% |  | 0% |  | 0%
|  |  | 4 | [7 empty] | 0% |  | 0% |  | 0% |  | 0% |  | 0% |  | 0% |  | 0% |  | 0% |  | 0% |  | 0%
|  |  | 5 | [7 empty] | 0% |  | 0% |  | 0% |  | 0% |  | 0% |  | 0% |  | 0% |  | 0% |  | 0% |  | 0%
|  |  | 6 | [7 empty] | 0% |  | 0% |  | 0% |  | 0% |  | 0% |  | 0% |  | 0% |  | 0% |  | 0% |  | 0%
|  |  | 7 | [7 empty] | 0% |  | 0% |  | 0% |  | 0% |  | 0% |  | 0% |  | 0% |  | 0% |  | 0% |  | 0%
|  |  | 8 | [7 empty] | 0% |  | 0% |  | 0% |  | 0% |  | 0% |  | 0% |  | 0% |  | 0% |  | 0% |  | 0%
|  |  | 9 | [7 empty] | 0% |  | 0% |  | 0% |  | 0% |  | 0% |  | 0% |  | 0% |  | 0% |  | 0% |  | 0%
|  |  | 10 | [7 empty] | 0% |  | 0% |  | 0% |  | 0% |  | 0% |  | 0% |  | 0% |  | 0% |  | 0% |  | 0%
|  |  | 11 | [7 empty] | 0% |  | 0% |  | 0% |  | 0% |  | 0% |  | 0% |  | 0% |  | 0% |  | 0% |  | 0%
|  |  | 12 | [7 empty] | 0% |  | 0% |  | 0% |  | 0% |  | 0% |  | 0% |  | 0% |  | 0% |  | 0% |  | 0%
|  |  | 13 | [7 empty] | 0% |  | 0% |  | 0% |  | 0% |  | 0% |  | 0% |  | 0% |  | 0% |  | 0% |  | 0%
|  |  | 14 | [7 empty] | 0% |  | 0% |  | 0% |  | 0% |  | 0% |  | 0% |  | 0% |  | 0% |  | 0% |  | 0%
|  |  | 15 | [7 empty] | 0% |  | 0% |  | 0% |  | 0% |  | 0% |  | 0% |  | 0% |  | 0% |  | 0% |  | 0%
|  |  | 16 | [7 empty] | 0% |  | 0% |  | 0% |  | 0% |  | 0% |  | 0% |  | 0% |  | 0% |  | 0% |  | 0%
|  |  | 17 | [7 empty] | 0% |  | 0% |  | 0% |  | 0% |  | 0% |  | 0% |  | 0% |  | 0% |  | 0% |  | 0%
|  |  | 18 | [7 empty] | 0% |  | 0% |  | 0% |  | 0% |  | 0% |  | 0% |  | 0% |  | 0% |  | 0% |  | 0%
|  |  | 19 | [7 empty] | 0% |  | 0% |  | 0% |  | 0% |  | 0% |  | 0% |  | 0% |  | 0% |  | 0% |  | 0%
|  |  | 20 | [7 empty] | 0% |  | 0% |  | 0% |  | 0% |  | 0% |  | 0% |  | 0% |  | 0% |  | 0% |  | 0%
|  |  |  | Sum | [5 empty] | 100% | 0% | 100% | 0% | 100% | 0% | 100% | 0% | 100% | 0% | 100% | 0% |  | 0% |  | 0% |  | 0% |  | 0%
[5 empty] | thereof |  | central |  |  | 100% | 0% | 100% | 0% | 100% | 0% | 100% | 0% | 100% | 0% | 100% | 0% | 0% | 0% | 0% | 0% | 0% | 0% | 0% | 0%
[7 empty] | decentral |  |  | 0% | 0% | 0% | 0% | 0% | 0% | 0% | 0% | 0% | 0% | 0% | 0% | 0% | 0% | 0% | 0% | 0% | 0% | 0% | 0%
|  |  |  | Other Systems | [5 empty] | 0% | 0% | 0% | 0% | 0% | 0% | 0% | 0% | 0% | 0% | 0% | 0% |  | 0% |  | 0% |  | 0% |  | 0%
DHW Systems
Occurances or Fractions of Produced Heat
|  |  | 1 | DH |  | TS |  |  | C | 100% | 0% | 100% | 0% | 100% | 0% | 100% | 0% | 100% | 0% | 100% | 0% |  | 0% |  | 0% |  | 0% |  | 0%
|  |  | 2 | [7 empty] | 0% |  | 0% |  | 0% |  | 0% |  | 0% |  | 0% |  | 0% |  | 0% |  | 0% |  | 0%
|  |  | 3 | [7 empty] | 0% |  | 0% |  | 0% |  | 0% |  | 0% |  | 0% |  | 0% |  | 0% |  | 0% |  | 0%
|  |  | 4 | [7 empty] | 0% |  | 0% |  | 0% |  | 0% |  | 0% |  | 0% |  | 0% |  | 0% |  | 0% |  | 0%
|  |  | 5 | [7 empty] | 0% |  | 0% |  | 0% |  | 0% |  | 0% |  | 0% |  | 0% |  | 0% |  | 0% |  | 0%
|  |  | 6 | [7 empty] | 0% |  | 0% |  | 0% |  | 0% |  | 0% |  | 0% |  | 0% |  | 0% |  | 0% |  | 0%
|  |  | 7 | [7 empty] | 0% |  | 0% |  | 0% |  | 0% |  | 0% |  | 0% |  | 0% |  | 0% |  | 0% |  | 0%
|  |  | 8 | [7 empty] | 0% |  | 0% |  | 0% |  | 0% |  | 0% |  | 0% |  | 0% |  | 0% |  | 0% |  | 0%
|  |  | 9 | [7 empty] | 0% |  | 0% |  | 0% |  | 0% |  | 0% |  | 0% |  | 0% |  | 0% |  | 0% |  | 0%
|  |  | 10 | [7 empty] | 0% |  | 0% |  | 0% |  | 0% |  | 0% |  | 0% |  | 0% |  | 0% |  | 0% |  | 0%
|  |  | 11 | [7 empty] | 0% |  | 0% |  | 0% |  | 0% |  | 0% |  | 0% |  | 0% |  | 0% |  | 0% |  | 0%
|  |  | 12 | [7 empty] | 0% |  | 0% |  | 0% |  | 0% |  | 0% |  | 0% |  | 0% |  | 0% |  | 0% |  | 0%
|  |  | 13 | [7 empty] | 0% |  | 0% |  | 0% |  | 0% |  | 0% |  | 0% |  | 0% |  | 0% |  | 0% |  | 0%
|  |  | 14 | [7 empty] | 0% |  | 0% |  | 0% |  | 0% |  | 0% |  | 0% |  | 0% |  | 0% |  | 0% |  | 0%
|  |  | 15 | [7 empty] | 0% |  | 0% |  | 0% |  | 0% |  | 0% |  | 0% |  | 0% |  | 0% |  | 0% |  | 0%
|  |  | 16 | [7 empty] | 0% |  | 0% |  | 0% |  | 0% |  | 0% |  | 0% |  | 0% |  | 0% |  | 0% |  | 0%
|  |  | 17 | [7 empty] | 0% |  | 0% |  | 0% |  | 0% |  | 0% |  | 0% |  | 0% |  | 0% |  | 0% |  | 0%
|  |  | 18 | [7 empty] | 0% |  | 0% |  | 0% |  | 0% |  | 0% |  | 0% |  | 0% |  | 0% |  | 0% |  | 0%
|  |  | 19 | [7 empty] | 0% |  | 0% |  | 0% |  | 0% |  | 0% |  | 0% |  | 0% |  | 0% |  | 0% |  | 0%
|  |  | 20 | [7 empty] | 0% |  | 0% |  | 0% |  | 0% |  | 0% |  | 0% |  | 0% |  | 0% |  | 0% |  | 0%
|  |  |  | Sum | [5 empty] | 100% | 0% | 100% | 0% | 100% | 0% | 100% | 0% | 100% | 0% | 100% | 0% |  | 0% |  | 0% |  | 0% |  | 0%
[5 empty] | thereof |  | central |  |  | 100% | 0% | 100% | 0% | 100% | 0% | 100% | 0% | 100% | 0% | 100% | 0% | 0% | 0% | 0% | 0% | 0% | 0% | 0% | 0%
[7 empty] | decentral |  |  | 0% | 0% | 0% | 0% | 0% | 0% | 0% | 0% | 0% | 0% | 0% | 0% | 0% | 0% | 0% | 0% | 0% | 0% | 0% | 0%
|  |  |  | Other Systems | [5 empty] | 0% | 0% | 0% | 0% | 0% | 0% | 0% | 0% | 0% | 0% | 0% | 0% |  | 0% |  | 0% |  | 0% |  | 0%
|  | Energy Balance | [16 empty] | All energy quantities in | MWh/a |  |  |  | Heating + DHW
Consumption model for the municipal housing stock of Havířov
[8 empty] | fuels related to |  |  | gross | 0% | calorific value
[28 empty] | Total |  | per m²
|  |  | Net heat need |  |  |  |  | 6018.1597 |  | 9975.2077 |  | 801.8095 |  | 8711.6135 |  | 22025.6786 |  | 13542.419 |  | 0 |  | 0 |  | 0 |  | 0 |  | 61074.8879 |  | 146.8466
|  |  | Produced heat |  |  |  |  | 7080.1878 |  | 11735.5384 |  | 943.3053 |  | 10248.9571 |  | 25912.563 |  | 15932.2576 |  | 0 |  | 0 |  | 0 |  | 0 |  | 71852.8093 |  | 172.7607
|  |  | Gas |  |  |  | 1 | 0 |  | 0 |  | 0 |  | 0 |  | 0 |  | 0 |  | 0 |  | 0 |  | 0 |  | 0 |  | 0 |  | 0
|  |  | Oil |  |  |  | 1 | 0 |  | 0 |  | 0 |  | 0 |  | 0 |  | 0 |  | 0 |  | 0 |  | 0 |  | 0 |  | 0 |  | 0
|  |  | Coal |  |  |  | 1 | 0 |  | 0 |  | 0 |  | 0 |  | 0 |  | 0 |  | 0 |  | 0 |  | 0 |  | 0 |  | 0 |  | 0
|  |  | Bio |  |  |  | 1 | 0 |  | 0 |  | 0 |  | 0 |  | 0 |  | 0 |  | 0 |  | 0 |  | 0 |  | 0 |  | 0 |  | 0
|  |  | DH |  |  |  |  | 7221.7916 |  | 11970.2492 |  | 962.1714 |  | 10453.9363 |  | 26430.8143 |  | 16250.9027 |  | 0 |  | 0 |  | 0 |  | 0 |  | 73289.8655 |  | 176.2159
|  |  | El |  |  |  |  | 0 |  | 0 |  | 0 |  | 0 |  | 0 |  | 0 |  | 0 |  | 0 |  | 0 |  | 0 |  | 0 |  | 0
|  |  | Other / not specified |  |  |  |  | 0 |  | 0 |  | 0 |  | 0 |  | 0 |  | 0 |  | 0 |  | 0 |  | 0 |  | 0 |  | 0 |  | 0
|  |  | Sum final energy |  |  |  |  | 7221.7916 |  | 11970.2492 |  | 962.1714 |  | 10453.9363 |  | 26430.8143 |  | 16250.9027 |  | 0 |  | 0 |  | 0 |  | 0 |  | 73289.8655 |  | 176.2159
|  |  | per m² |  |  |  |  | 175.6507 |  | 158.0202 |  | 177.6273 |  | 191.3263 |  | 186.4773 |  | 167.1044
|  |  | CHP electr. production |  |  |  |  | 0 |  | 0 |  | 0 |  | 0 |  | 0 |  | 0 |  | 0 |  | 0 |  | 0 |  | 0 |  | 0 |  | 0
| Version: |  | 2016-01-21
| TABULA Average Buildings | [29 empty] | EPISCOPE Monitoring Indicators
[5 empty] | Building Stock |  |  |  | DE | National |  |  | German residential building stock | [15 empty] | Year | 2009
[5 empty] | Details |  |  |  | IWU Model, representing the year 2009, elaborated in 2015 / Source: EPISCOPE national report (2015) | German residential building stock | German residential building stock | German residential building stock | German residential building stock | German residential building stock | German residential building stock | German residential building stock | German residential building stock | German residential building stock | German residential building stock | German residential building stock | German residential building stock | German residential building stock | German residential building stock | German residential building stock | German residential building stock | German residential building stock | German residential building stock | German residential building stock | German residential building stock | German residential building stock | German residential building stock
|  |  | Annotations to this sheet | [5 empty] | Simplification: percentages of heat supply systems from national statistics are considered equal to fractions of produced heat
[10 empty] | 1 |  | 2 |  | 3 |  | 4 |  | 5 |  | 6 |  | 7 |  | 8 |  | 9 |  | 10
|  |  | Building type / label | [6 empty] | SUH I |  | SUH II |  | SUH III |  | MUH I |  | MUH II |  | MUH III
|  |  |  | Building size category | [5 empty] | single-unit housing |  | single-unit housing |  | single-unit housing |  | multi-unit housing |  | multi-unit housing |  | multi-unit housing
|  |  |  | Construction time band | [5 empty] | … 1978 |  | 1979 … 1994 |  | 1995 … |  | … 1978 |  | 1979 … 1994 |  | 1995 …
|  | General Data | [5 empty] | Total
|  |  | Number of buildings |  |  |  |  | 18658.5398 | 0 | 9489.7641 | 0 | 3041.0275 | 0 | 2991.9497 | 0 | 2432.4823 | 0 | 407.0494 | 0 | 296.2666 | 0 | 0 | 0 | 0 | 0 | 0 | 0 | 0 | 0 | 10^3
|  |  | Number of dwellings |  |  |  |  | 38584.956 | 0 | 11464.747 | 0 | 3352.076 | 0 | 3127.778 | 0 | 14743.786 | 0 | 3548.405 | 0 | 2348.164 | 0 | 0 | 0 | 0 | 0 | 0 | 0 | 0 | 0 | 10^3
|  |  | Floor area national | [6 empty] | 1268.7815 | 0 | 417.5331 | 0 | 408.9995 | 0 | 1003.1557 | 0 | 247.9338 | 0 | 175.5676 | 0 | 0 | 0 | 0 | 0 | 0 | 0 | 0 | 0 | 10^6 m²
|  |  | Floor area TABULA |  |  |  |  | 3874.1683 | 0 | 1395.6596 | 0 | 459.2864 | 0 | 449.8995 | 0 | 1103.4713 | 0 | 272.7272 | 0 | 193.1244 | 0 | 0 | 0 | 0 | 0 | 0 | 0 | 0 | 0 | 10^6 m²
Building Insulation
Original state / not refurbished fraction of the envelope area
U-values of the original state
|  |  |  | Roof | [5 empty] | 1 |  | 0.44 |  | 0.33 |  | 1.09 |  | 0.45 |  | 0.34 |  | 0 |  | 0 |  | 0 |  | 0 |  | W/(m²K)
|  |  |  | Wall | [5 empty] | 1.4 |  | 0.6 |  | 0.28 |  | 1.35 |  | 0.68 |  | 0.39 |  | 0 |  | 0 |  | 0 |  | 0 |  | W/(m²K)
|  |  |  | Window | [5 empty] | 2.7 |  | 2.7 |  | 1.6 |  | 2.7 |  | 2.7 |  | 1.6 |  | 0 |  | 0 |  | 0 |  | 0 |  | W/(m²K)
|  |  |  | Floor | [5 empty] | 1.24 |  | 0.68 |  | 0.41 |  | 1.45 |  | 0.69 |  | 0.43 |  | 0 |  | 0 |  | 0 |  | 0 |  | W/(m²K)
Refubishments (averages)
Refurbished fraction of envelope areas
|  |  |  | Roof | [5 empty] | 47% |  | 24% |  | 0% |  | 48% |  | 23% |  | 0% |  | 0% |  | 0% |  | 0% |  | 0%
|  |  |  | Wall | [5 empty] | 20% |  | 7% |  | 0% |  | 26% |  | 15% |  | 0% |  | 0% |  | 0% |  | 0% |  | 0%
|  |  |  | Window | [5 empty] | 36% |  | 12% |  | 0% |  | 45% |  | 24% |  | 0% |  | 0% |  | 0% |  | 0% |  | 0%
|  |  |  | Floor | [5 empty] | 10% |  | 3% |  | 0% |  | 11% |  | 7% |  | 0% |  | 0% |  | 0% |  | 0% |  | 0%
|  |  |  | Total (indicative) | [5 empty] | 26.62% |  | 11.54% |  | 0% |  | 30.32% |  | 16.3% |  | 0% |  | 0% |  | 0% |  | 0% |  | 0%
U-values of the refurbished fraction (averages)
|  |  |  | Roof | [5 empty] | 0.27717 |  | 0.27717 |  | 0 |  | 0.27717 |  | 0.27717 |  | 0 |  | 0 |  | 0 |  | 0 |  | 0 |  | W/(m²K)
|  |  |  | Wall | [5 empty] | 0.37244 |  | 0.37244 |  | 0 |  | 0.37244 |  | 0.37244 |  | 0 |  | 0 |  | 0 |  | 0 |  | 0 |  | W/(m²K)
|  |  |  | Window | [5 empty] | 1.6 |  | 1.6 |  | 0 |  | 1.6 |  | 1.6 |  | 0 |  | 0 |  | 0 |  | 0 |  | 0 |  | W/(m²K)
|  |  |  | Floor | [5 empty] | 0.39077 |  | 0.39077 |  | 0 |  | 0.39077 |  | 0.39077 |  | 0 |  | 0 |  | 0 |  | 0 |  | 0 |  | W/(m²K)
Main Heat Supply Systems
Ventilation Systems with Heat Recovery
|  |  |  | Occurances | [5 empty] | 0% | 0% | 0% | 0% | 0% | 0% | 0% | 0% | 0% | 0% | 0% | 0% | 0% | 0% | 0% | 0% | 0% | 0% | 0% | 0%
Heating Systems
Occurances or Fractions of Produced Heat
|  |  | 1 | DH |  | TS |  |  | C | 1.312% | 0% | 2.069% | 0% | 3.198% | 0% | 11.75% | 0% | 21.98% | 0% | 11.29% | 0% |  | 0% |  | 0% |  | 0% |  | 0%
|  |  | 2 | Gas |  | B_NC_LT |  |  | C | 40.85% | 0% | 43.28% | 0% | 58.99% | 0% | 51.4% | 0% | 61.29% | 0% | 75.81% | 0% |  | 0% |  | 0% |  | 0% |  | 0%
|  |  | 3 | Oil |  | B_NC_LT |  |  | C | 36.91% | 0% | 36.53% | 0% | 16.61% | 0% | 25.06% | 0% | 12.57% | 0% | 5.061% | 0% |  | 0% |  | 0% |  | 0% |  | 0%
|  |  | 4 | Bio |  | B_WP |  |  | C | 3.841% | 0% | 2.699% | 0% | 2.577% | 0% | 2.252% | 0% | 0.4951% | 0% | 3.114% | 0% |  | 0% |  | 0% |  | 0% |  | 0%
|  |  | 5 | El |  | HP_Air |  |  | C | 0.9369% | 0% | 1.529% | 0% | 5.42% | 0% | 1.273% | 0% | 0% | 0% | 1.362% | 0% |  | 0% |  | 0% |  | 0% |  | 0%
|  |  | 6 | Gas |  | G_SH |  |  | D | 1.312% | 0% | 0% | 0% | 0% | 0% | 1.175% | 0% | 0.09901% | 0% | 0% | 0% |  | 0% |  | 0% |  | 0% |  | 0%
|  |  | 7 | Oil |  | Stove_L |  |  | D | 1.312% | 0% | 0.2699% | 0% | 0.1777% | 0% | 0.8811% | 0% | 0.09901% | 0% | 0% | 0% |  | 0% |  | 0% |  | 0% |  | 0%
|  |  | 8 | Bio |  | Stove_S |  |  | D | 3.56% | 0% | 0.2699% | 0% | 0.7108% | 0% | 1.273% | 0% | 0% | 0% | 0% | 0% |  | 0% |  | 0% |  | 0% |  | 0%
|  |  | 9 | Coal |  | Stove_S |  |  | D | 0.6558% | 0% | 0% | 0% | 0% | 0% | 0.5874% | 0% | 0% | 0% | 0% | 0% |  | 0% |  | 0% |  | 0% |  | 0%
|  |  | 10 | El |  | E_SH |  |  | D | 2.717% | 0% | 3.329% | 0% | 1.155% | 0% | 2.056% | 0% | 2.475% | 0% | 0.3893% | 0% |  | 0% |  | 0% |  | 0% |  | 0%
|  |  | 11 | Bio_Wood |  | Stove_S |  |  | D | 5.576% | 0% | 8.35% | 0% | 7.164% | 0% | 1.924% | 0% | 0.8% | 0% | 1.141% | 0% |  | 0% |  | 0% |  | 0% |  | 0%
|  |  | 12 | El |  | Vent_Rec |  |  | C | 0.7331% | 0% | 1.677% | 0% | 3.419% | 0% | 0.139% | 0% | 0.1431% | 0% | 0.9674% | 0% |  | 0% |  | 0% |  | 0% |  | 0%
|  |  | 13 | - |  | Solar |  |  | D | 0.00198% | 0% | 0.002965% | 0% | 0.5707% | 0% | 0.03588% | 0% | 0.04409% | 0% | 0.5706% | 0% |  | 0% |  | 0% |  | 0% |  | 0%
|  |  | 14 | [7 empty] | 0% |  | 0% |  | 0% |  | 0% |  | 0% |  | 0% |  | 0% |  | 0% |  | 0% |  | 0%
|  |  | 15 | [7 empty] | 0% |  | 0% |  | 0% |  | 0% |  | 0% |  | 0% |  | 0% |  | 0% |  | 0% |  | 0%
|  |  | 16 | [7 empty] | 0% |  | 0% |  | 0% |  | 0% |  | 0% |  | 0% |  | 0% |  | 0% |  | 0% |  | 0%
|  |  | 17 | [7 empty] | 0% |  | 0% |  | 0% |  | 0% |  | 0% |  | 0% |  | 0% |  | 0% |  | 0% |  | 0%
|  |  | 18 | [7 empty] | 0% |  | 0% |  | 0% |  | 0% |  | 0% |  | 0% |  | 0% |  | 0% |  | 0% |  | 0%
|  |  | 19 | [7 empty] | 0% |  | 0% |  | 0% |  | 0% |  | 0% |  | 0% |  | 0% |  | 0% |  | 0% |  | 0%
|  |  | 20 | [7 empty] | 0% |  | 0% |  | 0% |  | 0% |  | 0% |  | 0% |  | 0% |  | 0% |  | 0% |  | 0%
|  |  |  | Sum | [5 empty] | 99.72% | 0% | 100% | 0% | 100% | 0% | 99.8% | 0% | 100% | 0% | 99.71% | 0% |  | 0% |  | 0% |  | 0% |  | 0%
[5 empty] | thereof |  | central |  |  | 84.58% | 0% | 87.78% | 0% | 90.22% | 0% | 91.87% | 0% | 96.48% | 0% | 97.61% | 0% | 0% | 0% | 0% | 0% | 0% | 0% | 0% | 0%
[7 empty] | decentral |  |  | 15.13% | 0% | 12.22% | 0% | 9.778% | 0% | 7.932% | 0% | 3.517% | 0% | 2.101% | 0% | 0% | 0% | 0% | 0% | 0% | 0% | 0% | 0%
|  |  |  | Other Systems | [5 empty] | 0.2811% | 0% | 1.11e-14% | 0% | -2.22e-14% | 0% | 0.1958% | 0% | 0% | 0% | 0.292% | 0% |  | 0% |  | 0% |  | 0% |  | 0%
DHW Systems
Occurances or Fractions of Produced Heat
|  |  | 1 | DH |  | TS |  |  | C | 1.12% | 0% | 1.931% | 0% | 3.057% | 0% | 8.598% | 0% | 15.68% | 0% | 9.817% | 0% |  | 0% |  | 0% |  | 0% |  | 0%
|  |  | 2 | Gas |  | B_NC_LT |  |  | C | 34.87% | 0% | 40.38% | 0% | 56.38% | 0% | 37.62% | 0% | 43.73% | 0% | 65.93% | 0% |  | 0% |  | 0% |  | 0% |  | 0%
|  |  | 3 | Oil |  | B_NC_LT |  |  | C | 31.51% | 0% | 34.08% | 0% | 15.88% | 0% | 18.34% | 0% | 8.973% | 0% | 4.401% | 0% |  | 0% |  | 0% |  | 0% |  | 0%
|  |  | 4 | Bio |  | B_WP |  |  | C | 3.279% | 0% | 2.518% | 0% | 2.463% | 0% | 1.648% | 0% | 0.3533% | 0% | 2.708% | 0% |  | 0% |  | 0% |  | 0% |  | 0%
|  |  | 5 | El |  | HP_Air |  |  | C | 0.7997% | 0% | 1.427% | 0% | 5.18% | 0% | 0.9314% | 0% | 0% | 0% | 1.185% | 0% |  | 0% |  | 0% |  | 0% |  | 0%
|  |  | 6 | El |  | HP_Cellar |  |  | C | 0.4838% | 0% | 0.4695% | 0% | 0.5461% | 0% | 0% | 0% | 0% | 0% | 0% | 0% |  | 0% |  | 0% |  | 0% |  | 0%
|  |  | 7 | El |  | E_IWH |  |  | D | 18.58% | 0% | 7.887% | 0% | 5.37% | 0% | 25.18% | 0% | 28.76% | 0% | 12.98% | 0% |  | 0% |  | 0% |  | 0% |  | 0%
|  |  | 8 | Gas |  | G_IWH_NC |  |  | D | 2.467% | 0% | 0.2817% | 0% | 0.3641% | 0% | 6.07% | 0% | 0.7961% | 0% | 0.5857% | 0% |  | 0% |  | 0% |  | 0% |  | 0%
|  |  | 9 | Gas |  | G_Tank |  |  | D | 3.629% | 0% | 4.789% | 0% | 1.729% | 0% | 1.095% | 0% | 1.194% | 0% | 0% | 0% |  | 0% |  | 0% |  | 0% |  | 0%
|  |  | 10 | - |  | Solar |  |  | D | 3.24% | 0% | 6.103% | 0% | 8.985% | 0% | 0.4881% | 0% | 0.4903% | 0% | 2.389% | 0% |  | 0% |  | 0% |  | 0% |  | 0%
|  |  | 11 | [7 empty] | 0% |  | 0% |  | 0% |  | 0% |  | 0% |  | 0% |  | 0% |  | 0% |  | 0% |  | 0%
|  |  | 12 | [7 empty] | 0% |  | 0% |  | 0% |  | 0% |  | 0% |  | 0% |  | 0% |  | 0% |  | 0% |  | 0%
|  |  | 13 | [7 empty] | 0% |  | 0% |  | 0% |  | 0% |  | 0% |  | 0% |  | 0% |  | 0% |  | 0% |  | 0%
|  |  | 14 | [7 empty] | 0% |  | 0% |  | 0% |  | 0% |  | 0% |  | 0% |  | 0% |  | 0% |  | 0% |  | 0%
|  |  | 15 | [7 empty] | 0% |  | 0% |  | 0% |  | 0% |  | 0% |  | 0% |  | 0% |  | 0% |  | 0% |  | 0%
|  |  | 16 | [7 empty] | 0% |  | 0% |  | 0% |  | 0% |  | 0% |  | 0% |  | 0% |  | 0% |  | 0% |  | 0%
|  |  | 17 | [7 empty] | 0% |  | 0% |  | 0% |  | 0% |  | 0% |  | 0% |  | 0% |  | 0% |  | 0% |  | 0%
|  |  | 18 | [7 empty] | 0% |  | 0% |  | 0% |  | 0% |  | 0% |  | 0% |  | 0% |  | 0% |  | 0% |  | 0%
|  |  | 19 | [7 empty] | 0% |  | 0% |  | 0% |  | 0% |  | 0% |  | 0% |  | 0% |  | 0% |  | 0% |  | 0%
|  |  | 20 | [7 empty] | 0% |  | 0% |  | 0% |  | 0% |  | 0% |  | 0% |  | 0% |  | 0% |  | 0% |  | 0%
|  |  |  | Sum | [5 empty] | 99.97% | 0% | 99.86% | 0% | 99.96% | 0% | 99.96% | 0% | 99.98% | 0% | 99.99% | 0% |  | 0% |  | 0% |  | 0% |  | 0%
[5 empty] | thereof |  | central |  |  | 72.06% | 0% | 80.8% | 0% | 83.51% | 0% | 67.13% | 0% | 68.74% | 0% | 84.04% | 0% | 0% | 0% | 0% | 0% | 0% | 0% | 0% | 0%
[7 empty] | decentral |  |  | 27.91% | 0% | 19.06% | 0% | 16.45% | 0% | 32.83% | 0% | 31.24% | 0% | 15.96% | 0% | 0% | 0% | 0% | 0% | 0% | 0% | 0% | 0%
|  |  |  | Other Systems | [5 empty] | 0.02733% | 0% | 0.1354% | 0% | 0.04178% | 0% | 0.03582% | 0% | 0.01692% | 0% | 0.006735% | 0% |  | 0% |  | 0% |  | 0% |  | 0%
|  | Energy Balance | [16 empty] | All energy quantities in | GWh/a |  |  |  | Heating + DHW
Output of IWU Model, close to official statistics of sector, but not calibrated
[8 empty] | fuels related to |  |  | gross | 0% | calorific value
[28 empty] | Total |  | per m²
|  |  | Net heat need |  |  |  |  | 228377.1035 |  | 54576.5161 |  | 33100.7015 |  | 133543.7754 |  | 27588.299 |  | 13349.1314 |  | 0 |  | 0 |  | 0 |  | 0 |  | 490535.5268 |  | 126.617
|  |  | Produced heat |  |  |  |  | 258629.5565 |  | 64054.5963 |  | 39497.0379 |  | 155243.2361 |  | 32752.2542 |  | 17029.5355 |  | 0 |  | 0 |  | 0 |  | 0 |  | 567206.2166 |  | 146.4072
|  |  | Gas |  |  |  | 1.087 | 128534.4893 |  | 33174.7844 |  | 27121.9332 |  | 94550.6689 |  | 22751.9907 |  | 14719.2619 |  | 0 |  | 0 |  | 0 |  | 0 |  | 320853.1284 |  | 82.8186
|  |  | Oil |  |  |  | 1.0526 | 111650.7221 |  | 27172.9845 |  | 7572.5876 |  | 44508.8299 |  | 4603.7915 |  | 958.2848 |  | 0 |  | 0 |  | 0 |  | 0 |  | 196467.2004 |  | 50.7121
|  |  | Coal |  |  |  | 1.0526 | 2334.4852 |  | 0 |  | 0 |  | 884.3146 |  | 0 |  | 0 |  | 0 |  | 0 |  | 0 |  | 0 |  | 3218.7998 |  | 0.83084
|  |  | Bio |  |  |  | 1.0526 | 35537.7962 |  | 7791.7033 |  | 4150.9843 |  | 8800.233 |  | 458.8029 |  | 816.9095 |  | 0 |  | 0 |  | 0 |  | 0 |  | 57556.4291 |  | 14.8565
|  |  | DH |  |  |  |  | 3562.9972 |  | 1438.3918 |  | 1491.1306 |  | 18472.3997 |  | 7115.2431 |  | 1948.1367 |  | 0 |  | 0 |  | 0 |  | 0 |  | 34028.2992 |  | 8.7834
|  |  | El |  |  |  |  | 13145.1391 |  | 3401.7489 |  | 2433.2042 |  | 9248.6945 |  | 2221.7613 |  | 899.3943 |  | 0 |  | 0 |  | 0 |  | 0 |  | 31349.9423 |  | 8.092
|  |  | Other / not specified |  |  |  |  | 0 |  | 0 |  | 0 |  | 0 |  | 0 |  | 0 |  | 0 |  | 0 |  | 0 |  | 0 |  | 0 |  | 0
|  |  | Sum final energy |  |  |  |  | 294765.6292 |  | 72979.6129 |  | 42769.84 |  | 176465.1407 |  | 37151.5893 |  | 19341.9873 |  | 0 |  | 0 |  | 0 |  | 0 |  | 643473.7993 |  | 166.0934
|  |  | per m² |  |  |  |  | 211.2017 |  | 158.8978 |  | 95.0653 |  | 159.9182 |  | 136.2225 |  | 100.153
|  |  | CHP electr. production |  |  |  |  | 0 |  | 0 |  | 0 |  | 0 |  | 0 |  | 0 |  | 0 |  | 0 |  | 0 |  | 0 |  | 0 |  | 0
| Version: |  | 2015-11-20 15:33
| TABULA Average Buildings | [29 empty] | EPISCOPE Monitoring Indicators
[5 empty] | Building Stock |  |  |  | DK | Local |  |  | ProjectZero at municipality of Sønderborg, Denmark | [15 empty] | Year | 2015
[5 empty] | Details |  |  |  | Case study ProjectZero at municipality of Sønderborg, SBi model | ProjectZero at municipality of Sønderborg, Denmark | ProjectZero at municipality of Sønderborg, Denmark | ProjectZero at municipality of Sønderborg, Denmark | ProjectZero at municipality of Sønderborg, Denmark | ProjectZero at municipality of Sønderborg, Denmark | ProjectZero at municipality of Sønderborg, Denmark | ProjectZero at municipality of Sønderborg, Denmark | ProjectZero at municipality of Sønderborg, Denmark | ProjectZero at municipality of Sønderborg, Denmark | ProjectZero at municipality of Sønderborg, Denmark | ProjectZero at municipality of Sønderborg, Denmark | ProjectZero at municipality of Sønderborg, Denmark | ProjectZero at municipality of Sønderborg, Denmark | ProjectZero at municipality of Sønderborg, Denmark | ProjectZero at municipality of Sønderborg, Denmark | ProjectZero at municipality of Sønderborg, Denmark | ProjectZero at municipality of Sønderborg, Denmark | ProjectZero at municipality of Sønderborg, Denmark | ProjectZero at municipality of Sønderborg, Denmark | ProjectZero at municipality of Sønderborg, Denmark | ProjectZero at municipality of Sønderborg, Denmark | ProjectZero at municipality of Sønderborg, Denmark
Annotations to this sheet
[10 empty] | 1 |  | 2 |  | 3 |  | 4 |  | 5 |  | 6 |  | 7 |  | 8 |  | 9 |  | 10
|  |  | Building type / label | [6 empty] | SFH I |  | SFH II |  | SFH III |  | MFH I
Building size category
Construction time band
|  | General Data | [5 empty] | Total
|  |  | Number of buildings |  |  |  |  | 363.5139 | 0 | 316.4398 | 0 | 37.0687 | 0 | 3.0054 | 0 | 7 | 0 | 0 | 0 | 0 | 0 | 0 | 0 | 0 | 0 | 0 | 0 | 0 | 0 | 10^0
|  |  | Number of dwellings |  |  |  |  | 387 | 0 | 325 | 0 | 37 | 0 | 3 | 0 | 22 | 0 | 0 | 0 | 0 | 0 | 0 | 0 | 0 | 0 | 0 | 0 | 0 | 0 | 10^0
|  |  | Floor area national | [6 empty] | 52.529 | 0 | 5.931 | 0 | 0.559 | 0 | 2.359 | 0 | 0 | 0 | 0 | 0 | 0 | 0 | 0 | 0 | 0 | 0 | 0 | 0 | 10^3 m²
|  |  | Floor area TABULA |  |  |  |  | 52.1713 | 0 | 44.6497 | 0 | 5.0413 | 0 | 0.47515 | 0 | 2.0051 | 0 | 0 | 0 | 0 | 0 | 0 | 0 | 0 | 0 | 0 | 0 | 0 | 0 | 10^3 m²
Building Insulation
Original state / not refurbished fraction of the envelope area
U-values of the original state
|  |  |  | Roof | [5 empty] | 0.3 |  | 0.2 |  | 0.16 |  | 0.6 |  | 0 |  | 0 |  | 0 |  | 0 |  | 0 |  | 0 |  | W/(m²K)
|  |  |  | Wall | [5 empty] | 0.7 |  | 0.4 |  | 0.35 |  | 1.4 |  | 0 |  | 0 |  | 0 |  | 0 |  | 0 |  | 0 |  | W/(m²K)
|  |  |  | Window | [5 empty] | 2.6 |  | 2.4 |  | 1.8 |  | 2.7 |  | 0 |  | 0 |  | 0 |  | 0 |  | 0 |  | 0 |  | W/(m²K)
|  |  |  | Floor | [5 empty] | 0.35 |  | 0.25 |  | 0.2 |  | 0.6 |  | 0 |  | 0 |  | 0 |  | 0 |  | 0 |  | 0 |  | W/(m²K)
Refubishments (averages)
Refurbished fraction of envelope areas
|  |  |  | Roof | [5 empty] | 0% |  | 0% |  | 0% |  | 0% |  | 0% |  | 0% |  | 0% |  | 0% |  | 0% |  | 0%
|  |  |  | Wall | [5 empty] | 0% |  | 0% |  | 0% |  | 0% |  | 0% |  | 0% |  | 0% |  | 0% |  | 0% |  | 0%
|  |  |  | Window | [5 empty] | 0% |  | 0% |  | 0% |  | 0% |  | 0% |  | 0% |  | 0% |  | 0% |  | 0% |  | 0%
|  |  |  | Floor | [5 empty] | 0% |  | 0% |  | 0% |  | 0% |  | 0% |  | 0% |  | 0% |  | 0% |  | 0% |  | 0%
|  |  |  | Total (indicative) | [5 empty] | 0% |  | 0% |  | 0% |  | 0% |  | 0% |  | 0% |  | 0% |  | 0% |  | 0% |  | 0%
U-values of the refurbished fraction (averages)
|  |  |  | Roof | [5 empty] | 0 |  | 0 |  | 0 |  | 0 |  | 0 |  | 0 |  | 0 |  | 0 |  | 0 |  | 0 |  | W/(m²K)
|  |  |  | Wall | [5 empty] | 0 |  | 0 |  | 0 |  | 0 |  | 0 |  | 0 |  | 0 |  | 0 |  | 0 |  | 0 |  | W/(m²K)
|  |  |  | Window | [5 empty] | 0 |  | 0 |  | 0 |  | 0 |  | 0 |  | 0 |  | 0 |  | 0 |  | 0 |  | 0 |  | W/(m²K)
|  |  |  | Floor | [5 empty] | 0 |  | 0 |  | 0 |  | 0 |  | 0 |  | 0 |  | 0 |  | 0 |  | 0 |  | 0 |  | W/(m²K)
Main Heat Supply Systems
Ventilation Systems with Heat Recovery
|  |  |  | Occurances | [5 empty] | 0% | 0% | 0% | 0% | 0% | 0% | 0% | 0% | 0% | 0% | 0% | 0% | 0% | 0% | 0% | 0% | 0% | 0% | 0% | 0%
Heating Systems
Occurances or Fractions of Produced Heat
|  |  | 1 | DH |  | TS |  |  | C | 40.63% | 0% | 40.2% | 0% | 0% | 0% | 94.78% | 0% |  | 0% |  | 0% |  | 0% |  | 0% |  | 0% |  | 0%
|  |  | 2 | Gas |  | B_NC |  |  | C | 40.76% | 0% | 59.8% | 0% | 56.22% | 0% | 5.225% | 0% |  | 0% |  | 0% |  | 0% |  | 0% |  | 0% |  | 0%
|  |  | 3 | Oil |  | B_NC |  |  | C | 18.62% | 0% | 0% | 0% | 43.78% | 0% | 0% | 0% |  | 0% |  | 0% |  | 0% |  | 0% |  | 0% |  | 0%
|  |  | 4 | [7 empty] | 0% |  | 0% |  | 0% |  | 0% |  | 0% |  | 0% |  | 0% |  | 0% |  | 0% |  | 0%
|  |  | 5 | [7 empty] | 0% |  | 0% |  | 0% |  | 0% |  | 0% |  | 0% |  | 0% |  | 0% |  | 0% |  | 0%
|  |  | 6 | [7 empty] | 0% |  | 0% |  | 0% |  | 0% |  | 0% |  | 0% |  | 0% |  | 0% |  | 0% |  | 0%
|  |  | 7 | [7 empty] | 0% |  | 0% |  | 0% |  | 0% |  | 0% |  | 0% |  | 0% |  | 0% |  | 0% |  | 0%
|  |  | 8 | [7 empty] | 0% |  | 0% |  | 0% |  | 0% |  | 0% |  | 0% |  | 0% |  | 0% |  | 0% |  | 0%
|  |  | 9 | [7 empty] | 0% |  | 0% |  | 0% |  | 0% |  | 0% |  | 0% |  | 0% |  | 0% |  | 0% |  | 0%
|  |  | 10 | [7 empty] | 0% |  | 0% |  | 0% |  | 0% |  | 0% |  | 0% |  | 0% |  | 0% |  | 0% |  | 0%
|  |  | 11 | [7 empty] | 0% |  | 0% |  | 0% |  | 0% |  | 0% |  | 0% |  | 0% |  | 0% |  | 0% |  | 0%
|  |  | 12 | [7 empty] | 0% |  | 0% |  | 0% |  | 0% |  | 0% |  | 0% |  | 0% |  | 0% |  | 0% |  | 0%
|  |  | 13 | [7 empty] | 0% |  | 0% |  | 0% |  | 0% |  | 0% |  | 0% |  | 0% |  | 0% |  | 0% |  | 0%
|  |  | 14 | [7 empty] | 0% |  | 0% |  | 0% |  | 0% |  | 0% |  | 0% |  | 0% |  | 0% |  | 0% |  | 0%
|  |  | 15 | [7 empty] | 0% |  | 0% |  | 0% |  | 0% |  | 0% |  | 0% |  | 0% |  | 0% |  | 0% |  | 0%
|  |  | 16 | [7 empty] | 0% |  | 0% |  | 0% |  | 0% |  | 0% |  | 0% |  | 0% |  | 0% |  | 0% |  | 0%
|  |  | 17 | [7 empty] | 0% |  | 0% |  | 0% |  | 0% |  | 0% |  | 0% |  | 0% |  | 0% |  | 0% |  | 0%
|  |  | 18 | [7 empty] | 0% |  | 0% |  | 0% |  | 0% |  | 0% |  | 0% |  | 0% |  | 0% |  | 0% |  | 0%
|  |  | 19 | [7 empty] | 0% |  | 0% |  | 0% |  | 0% |  | 0% |  | 0% |  | 0% |  | 0% |  | 0% |  | 0%
|  |  | 20 | [7 empty] | 0% |  | 0% |  | 0% |  | 0% |  | 0% |  | 0% |  | 0% |  | 0% |  | 0% |  | 0%
|  |  |  | Sum | [5 empty] | 100% | 0% | 100% | 0% | 100% | 0% | 100% | 0% |  | 0% |  | 0% |  | 0% |  | 0% |  | 0% |  | 0%
[5 empty] | thereof |  | central |  |  | 100% | 0% | 100% | 0% | 100% | 0% | 100% | 0% | 0% | 0% | 0% | 0% | 0% | 0% | 0% | 0% | 0% | 0% | 0% | 0%
[7 empty] | decentral |  |  | 0% | 0% | 0% | 0% | 0% | 0% | 0% | 0% | 0% | 0% | 0% | 0% | 0% | 0% | 0% | 0% | 0% | 0% | 0% | 0%
|  |  |  | Other Systems | [5 empty] | 0% | 0% | 0% | 0% | 0% | 0% | 0% | 0% |  | 0% |  | 0% |  | 0% |  | 0% |  | 0% |  | 0%
DHW Systems
Occurances or Fractions of Produced Heat
|  |  | 1 | DH |  | TS |  |  | C | 40.63% | 0% | 40.2% | 0% | 0% | 0% | 94.78% | 0% |  | 0% |  | 0% |  | 0% |  | 0% |  | 0% |  | 0%
|  |  | 2 | Gas |  | B_NC_CT |  |  | C | 40.76% | 0% | 59.8% | 0% | 56.22% | 0% | 5.225% | 0% |  | 0% |  | 0% |  | 0% |  | 0% |  | 0% |  | 0%
|  |  | 3 | Oil |  | B_NC_CT |  |  | C | 18.62% | 0% | 0% | 0% | 43.78% | 0% | 0% | 0% |  | 0% |  | 0% |  | 0% |  | 0% |  | 0% |  | 0%
|  |  | 4 | [7 empty] | 0% |  | 0% |  | 0% |  | 0% |  | 0% |  | 0% |  | 0% |  | 0% |  | 0% |  | 0%
|  |  | 5 | [7 empty] | 0% |  | 0% |  | 0% |  | 0% |  | 0% |  | 0% |  | 0% |  | 0% |  | 0% |  | 0%
|  |  | 6 | [7 empty] | 0% |  | 0% |  | 0% |  | 0% |  | 0% |  | 0% |  | 0% |  | 0% |  | 0% |  | 0%
|  |  | 7 | [7 empty] | 0% |  | 0% |  | 0% |  | 0% |  | 0% |  | 0% |  | 0% |  | 0% |  | 0% |  | 0%
|  |  | 8 | [7 empty] | 0% |  | 0% |  | 0% |  | 0% |  | 0% |  | 0% |  | 0% |  | 0% |  | 0% |  | 0%
|  |  | 9 | [7 empty] | 0% |  | 0% |  | 0% |  | 0% |  | 0% |  | 0% |  | 0% |  | 0% |  | 0% |  | 0%
|  |  | 10 | [7 empty] | 0% |  | 0% |  | 0% |  | 0% |  | 0% |  | 0% |  | 0% |  | 0% |  | 0% |  | 0%
|  |  | 11 | [7 empty] | 0% |  | 0% |  | 0% |  | 0% |  | 0% |  | 0% |  | 0% |  | 0% |  | 0% |  | 0%
|  |  | 12 | [7 empty] | 0% |  | 0% |  | 0% |  | 0% |  | 0% |  | 0% |  | 0% |  | 0% |  | 0% |  | 0%
|  |  | 13 | [7 empty] | 0% |  | 0% |  | 0% |  | 0% |  | 0% |  | 0% |  | 0% |  | 0% |  | 0% |  | 0%
|  |  | 14 | [7 empty] | 0% |  | 0% |  | 0% |  | 0% |  | 0% |  | 0% |  | 0% |  | 0% |  | 0% |  | 0%
|  |  | 15 | [7 empty] | 0% |  | 0% |  | 0% |  | 0% |  | 0% |  | 0% |  | 0% |  | 0% |  | 0% |  | 0%
|  |  | 16 | [7 empty] | 0% |  | 0% |  | 0% |  | 0% |  | 0% |  | 0% |  | 0% |  | 0% |  | 0% |  | 0%
|  |  | 17 | [7 empty] | 0% |  | 0% |  | 0% |  | 0% |  | 0% |  | 0% |  | 0% |  | 0% |  | 0% |  | 0%
|  |  | 18 | [7 empty] | 0% |  | 0% |  | 0% |  | 0% |  | 0% |  | 0% |  | 0% |  | 0% |  | 0% |  | 0%
|  |  | 19 | [7 empty] | 0% |  | 0% |  | 0% |  | 0% |  | 0% |  | 0% |  | 0% |  | 0% |  | 0% |  | 0%
|  |  | 20 | [7 empty] | 0% |  | 0% |  | 0% |  | 0% |  | 0% |  | 0% |  | 0% |  | 0% |  | 0% |  | 0%
|  |  |  | Sum | [5 empty] | 100% | 0% | 100% | 0% | 100% | 0% | 100% | 0% |  | 0% |  | 0% |  | 0% |  | 0% |  | 0% |  | 0%
[5 empty] | thereof |  | central |  |  | 100% | 0% | 100% | 0% | 100% | 0% | 100% | 0% | 0% | 0% | 0% | 0% | 0% | 0% | 0% | 0% | 0% | 0% | 0% | 0%
[7 empty] | decentral |  |  | 0% | 0% | 0% | 0% | 0% | 0% | 0% | 0% | 0% | 0% | 0% | 0% | 0% | 0% | 0% | 0% | 0% | 0% | 0% | 0%
|  |  |  | Other Systems | [5 empty] | 1.11e-14% | 0% | 0% | 0% | 0% | 0% | 0% | 0% |  | 0% |  | 0% |  | 0% |  | 0% |  | 0% |  | 0%
|  | Energy Balance | [16 empty] | All energy quantities in | MWh/a |  |  |  | Heating + DHW
[8 empty] | fuels related to |  |  | gross | 0% | calorific value
[28 empty] | Total |  | per m²
|  |  | Net heat need |  |  |  |  | 4874.8448 |  | 433.0448 |  | 47.128 |  | 198.9448 |  | 0 |  | 0 |  | 0 |  | 0 |  | 0 |  | 0 |  | 5553.9624 |  | 106.4563
|  |  | Produced heat |  |  |  |  | 5416.4942 |  | 481.1609 |  | 52.3644 |  | 221.0498 |  | 0 |  | 0 |  | 0 |  | 0 |  | 0 |  | 0 |  | 6171.0693 |  | 118.2848
|  |  | Gas |  |  |  | 1.087 | 2599.092 |  | 335.5251 |  | 36.4435 |  | 12.8652 |  | 0 |  | 0 |  | 0 |  | 0 |  | 0 |  | 0 |  | 2983.9258 |  | 57.1948
|  |  | Oil |  |  |  | 1.0526 | 1149.7389 |  | 0 |  | 27.4789 |  | 0 |  | 0 |  | 0 |  | 0 |  | 0 |  | 0 |  | 0 |  | 1177.2179 |  | 22.5645
|  |  | Coal |  |  |  | 1.0526 | 0 |  | 0 |  | 0 |  | 0 |  | 0 |  | 0 |  | 0 |  | 0 |  | 0 |  | 0 |  | 0 |  | 0
|  |  | Bio |  |  |  | 1.0526 | 0 |  | 0 |  | 0 |  | 0 |  | 0 |  | 0 |  | 0 |  | 0 |  | 0 |  | 0 |  | 0 |  | 0
|  |  | DH |  |  |  |  | 2383.706 |  | 207.496 |  | 0 |  | 214.6912 |  | 0 |  | 0 |  | 0 |  | 0 |  | 0 |  | 0 |  | 2805.8932 |  | 53.7823
|  |  | El |  |  |  |  | 0 |  | 0 |  | 0 |  | 0 |  | 0 |  | 0 |  | 0 |  | 0 |  | 0 |  | 0 |  | 0 |  | 0
|  |  | Other / not specified |  |  |  |  | 0 |  | 0 |  | 0 |  | 0 |  | 0 |  | 0 |  | 0 |  | 0 |  | 0 |  | 0 |  | 0 |  | 0
|  |  | Sum final energy |  |  |  |  | 6132.5369 |  | 543.0211 |  | 63.9224 |  | 227.5564 |  | 0 |  | 0 |  | 0 |  | 0 |  | 0 |  | 0 |  | 6967.0369 |  | 133.5416
|  |  | per m² |  |  |  |  | 137.3479 |  | 107.7134 |  | 134.531 |  | 113.486
|  |  | CHP electr. production |  |  |  |  | 0 |  | 0 |  | 0 |  | 0 |  | 0 |  | 0 |  | 0 |  | 0 |  | 0 |  | 0 |  | 0 |  | 0
| Version: |  | 2016-01-21
| TABULA Average Buildings | [29 empty] | EPISCOPE Monitoring Indicators
[5 empty] | Building Stock |  |  |  | DK | National |  |  | Danish residential building stock 2014 | [15 empty] | Year | 2015
[5 empty] | Details |  |  |  | SBi Model of the Danish residential building stock 2014 / Source: Synthesis Report N° 3 (2015) | Danish residential building stock 2014 | Danish residential building stock 2014 | Danish residential building stock 2014 | Danish residential building stock 2014 | Danish residential building stock 2014 | Danish residential building stock 2014 | Danish residential building stock 2014 | Danish residential building stock 2014 | Danish residential building stock 2014 | Danish residential building stock 2014 | Danish residential building stock 2014 | Danish residential building stock 2014 | Danish residential building stock 2014 | Danish residential building stock 2014 | Danish residential building stock 2014 | Danish residential building stock 2014 | Danish residential building stock 2014 | Danish residential building stock 2014 | Danish residential building stock 2014 | Danish residential building stock 2014 | Danish residential building stock 2014 | Danish residential building stock 2014
Annotations to this sheet
[10 empty] | 1 |  | 2 |  | 3 |  | 4 |  | 5 |  | 6 |  | 7 |  | 8 |  | 9 |  | 10
|  |  | Building type / label | [6 empty] | SFH I |  | SFH II |  | SFH III |  | MFH I |  | MFH II |  | MFH III
Building size category
Construction time band
|  | General Data | [5 empty] | Total
|  |  | Number of buildings |  |  |  |  | 1538.0728 | 0 | 1136.3363 | 0 | 207.3444 | 0 | 133.99 | 0 | 45.3929 | 0 | 8.954 | 0 | 6.0552 | 0 | 0 | 0 | 0 | 0 | 0 | 0 | 0 | 0 | 10^3
|  |  | Number of dwellings |  |  |  |  | 1526.284 | 0 | 1110.702 | 0 | 208.806 | 0 | 118.787 | 0 | 74.315 | 0 | 8.647 | 0 | 5.027 | 0 | 0 | 0 | 0 | 0 | 0 | 0 | 0 | 0 | 10^3
|  |  | Floor area national | [6 empty] | 161.5048 | 0 | 31.1479 | 0 | 21.3935 | 0 | 67.9835 | 0 | 7.9577 | 0 | 6.4593 | 0 | 0 | 0 | 0 | 0 | 0 | 0 | 0 | 0 | 10^6 m²
|  |  | Floor area TABULA |  |  |  |  | 251.9796 | 0 | 137.279 | 0 | 26.4757 | 0 | 18.1845 | 0 | 57.786 | 0 | 6.764 | 0 | 5.4904 | 0 | 0 | 0 | 0 | 0 | 0 | 0 | 0 | 0 | 10^6 m²
Building Insulation
Original state / not refurbished fraction of the envelope area
U-values of the original state
|  |  |  | Roof | [5 empty] | 0.3 |  | 0.2 |  | 0.16 |  | 0.6 |  | 0.2 |  | 0.15 |  | 0 |  | 0 |  | 0 |  | 0 |  | W/(m²K)
|  |  |  | Wall | [5 empty] | 0.7 |  | 0.4 |  | 0.35 |  | 1.4 |  | 0.4 |  | 0.2 |  | 0 |  | 0 |  | 0 |  | 0 |  | W/(m²K)
|  |  |  | Window | [5 empty] | 2.6 |  | 2.4 |  | 1.8 |  | 2.7 |  | 2.5 |  | 1.8 |  | 0 |  | 0 |  | 0 |  | 0 |  | W/(m²K)
|  |  |  | Floor | [5 empty] | 0.35 |  | 0.25 |  | 0.2 |  | 0.6 |  | 0.25 |  | 0.2 |  | 0 |  | 0 |  | 0 |  | 0 |  | W/(m²K)
Refubishments (averages)
Refurbished fraction of envelope areas
|  |  |  | Roof | [5 empty] | 0% |  | 0% |  | 0% |  | 0% |  | 0% |  | 0% |  | 0% |  | 0% |  | 0% |  | 0%
|  |  |  | Wall | [5 empty] | 0% |  | 0% |  | 0% |  | 0% |  | 0% |  | 0% |  | 0% |  | 0% |  | 0% |  | 0%
|  |  |  | Window | [5 empty] | 0% |  | 0% |  | 0% |  | 0% |  | 0% |  | 0% |  | 0% |  | 0% |  | 0% |  | 0%
|  |  |  | Floor | [5 empty] | 0% |  | 0% |  | 0% |  | 0% |  | 0% |  | 0% |  | 0% |  | 0% |  | 0% |  | 0%
|  |  |  | Total (indicative) | [5 empty] | 0% |  | 0% |  | 0% |  | 0% |  | 0% |  | 0% |  | 0% |  | 0% |  | 0% |  | 0%
U-values of the refurbished fraction (averages)
|  |  |  | Roof | [5 empty] | 0 |  | 0 |  | 0 |  | 0 |  | 0 |  | 0 |  | 0 |  | 0 |  | 0 |  | 0 |  | W/(m²K)
|  |  |  | Wall | [5 empty] | 0 |  | 0 |  | 0 |  | 0 |  | 0 |  | 0 |  | 0 |  | 0 |  | 0 |  | 0 |  | W/(m²K)
|  |  |  | Window | [5 empty] | 0 |  | 0 |  | 0 |  | 0 |  | 0 |  | 0 |  | 0 |  | 0 |  | 0 |  | 0 |  | W/(m²K)
|  |  |  | Floor | [5 empty] | 0 |  | 0 |  | 0 |  | 0 |  | 0 |  | 0 |  | 0 |  | 0 |  | 0 |  | 0 |  | W/(m²K)
Main Heat Supply Systems
Ventilation Systems with Heat Recovery
|  |  |  | Occurances | [5 empty] | 0% | 0% | 0% | 0% | 0% | 0% | 0% | 0% | 0% | 0% | 0% | 0% | 0% | 0% | 0% | 0% | 0% | 0% | 0% | 0%
Heating Systems
Occurances or Fractions of Produced Heat
|  |  | 1 | DH |  | TS |  |  | C | 34.59% | 0% | 34.59% | 0% | 34.59% | 0% | 84.78% | 0% | 84.78% | 0% | 84.78% | 0% |  | 0% |  | 0% |  | 0% |  | 0%
|  |  | 2 | Gas |  | B_NC |  |  | C | 21.58% | 0% | 21.58% | 0% | 21.58% | 0% | 10.07% | 0% | 10.07% | 0% | 10.07% | 0% |  | 0% |  | 0% |  | 0% |  | 0%
|  |  | 3 | Oil |  | B_NC |  |  | C | 9.584% | 0% | 9.584% | 0% | 9.584% | 0% | 2.416% | 0% | 2.416% | 0% | 2.416% | 0% |  | 0% |  | 0% |  | 0% |  | 0%
|  |  | 4 | Bio |  | Stove_S |  |  | C | 25.37% | 0% | 25.37% | 0% | 25.37% | 0% | 0% | 0% | 0% | 0% | 0% | 0% |  | 0% |  | 0% |  | 0% |  | 0%
|  |  | 5 | El |  | HP_Ground |  |  | C | 8.445% | 0% | 8.445% | 0% | 8.445% | 0% | 2.512% | 0% | 2.512% | 0% | 2.512% | 0% |  | 0% |  | 0% |  | 0% |  | 0%
|  |  | 6 | - |  | Solar |  |  | C | 0.4238% | 0% | 0.4238% | 0% | 0.4238% | 0% | 0.2122% | 0% | 0.2122% | 0% | 0.2122% | 0% |  | 0% |  | 0% |  | 0% |  | 0%
|  |  | 7 | [7 empty] | 0% |  | 0% |  | 0% |  | 0% |  | 0% |  | 0% |  | 0% |  | 0% |  | 0% |  | 0%
|  |  | 8 | [7 empty] | 0% |  | 0% |  | 0% |  | 0% |  | 0% |  | 0% |  | 0% |  | 0% |  | 0% |  | 0%
|  |  | 9 | [7 empty] | 0% |  | 0% |  | 0% |  | 0% |  | 0% |  | 0% |  | 0% |  | 0% |  | 0% |  | 0%
|  |  | 10 | [7 empty] | 0% |  | 0% |  | 0% |  | 0% |  | 0% |  | 0% |  | 0% |  | 0% |  | 0% |  | 0%
|  |  | 11 | [7 empty] | 0% |  | 0% |  | 0% |  | 0% |  | 0% |  | 0% |  | 0% |  | 0% |  | 0% |  | 0%
|  |  | 12 | [7 empty] | 0% |  | 0% |  | 0% |  | 0% |  | 0% |  | 0% |  | 0% |  | 0% |  | 0% |  | 0%
|  |  | 13 | [7 empty] | 0% |  | 0% |  | 0% |  | 0% |  | 0% |  | 0% |  | 0% |  | 0% |  | 0% |  | 0%
|  |  | 14 | [7 empty] | 0% |  | 0% |  | 0% |  | 0% |  | 0% |  | 0% |  | 0% |  | 0% |  | 0% |  | 0%
|  |  | 15 | [7 empty] | 0% |  | 0% |  | 0% |  | 0% |  | 0% |  | 0% |  | 0% |  | 0% |  | 0% |  | 0%
|  |  | 16 | [7 empty] | 0% |  | 0% |  | 0% |  | 0% |  | 0% |  | 0% |  | 0% |  | 0% |  | 0% |  | 0%
|  |  | 17 | [7 empty] | 0% |  | 0% |  | 0% |  | 0% |  | 0% |  | 0% |  | 0% |  | 0% |  | 0% |  | 0%
|  |  | 18 | [7 empty] | 0% |  | 0% |  | 0% |  | 0% |  | 0% |  | 0% |  | 0% |  | 0% |  | 0% |  | 0%
|  |  | 19 | [7 empty] | 0% |  | 0% |  | 0% |  | 0% |  | 0% |  | 0% |  | 0% |  | 0% |  | 0% |  | 0%
|  |  | 20 | [7 empty] | 0% |  | 0% |  | 0% |  | 0% |  | 0% |  | 0% |  | 0% |  | 0% |  | 0% |  | 0%
|  |  |  | Sum | [5 empty] | 99.99% | 0% | 99.99% | 0% | 99.99% | 0% | 99.99% | 0% | 99.99% | 0% | 99.99% | 0% |  | 0% |  | 0% |  | 0% |  | 0%
[5 empty] | thereof |  | central |  |  | 99.99% | 0% | 99.99% | 0% | 99.99% | 0% | 99.99% | 0% | 99.99% | 0% | 99.99% | 0% | 0% | 0% | 0% | 0% | 0% | 0% | 0% | 0%
[7 empty] | decentral |  |  | 0% | 0% | 0% | 0% | 0% | 0% | 0% | 0% | 0% | 0% | 0% | 0% | 0% | 0% | 0% | 0% | 0% | 0% | 0% | 0%
|  |  |  | Other Systems | [5 empty] | 0.006981% | 0% | 0.006981% | 0% | 0.006981% | 0% | 0.01224% | 0% | 0.01224% | 0% | 0.01224% | 0% |  | 0% |  | 0% |  | 0% |  | 0%
DHW Systems
Occurances or Fractions of Produced Heat
|  |  | 1 | DH |  | TS |  |  | C | 34.59% | 0% | 34.59% | 0% | 34.59% | 0% | 85.31% | 0% | 85.31% | 0% | 85.31% | 0% |  | 0% |  | 0% |  | 0% |  | 0%
|  |  | 2 | Gas |  | B_NC_CT |  |  | C | 21.58% | 0% | 21.58% | 0% | 21.58% | 0% | 10.34% | 0% | 10.34% | 0% | 10.34% | 0% |  | 0% |  | 0% |  | 0% |  | 0%
|  |  | 3 | Oil |  | B_NC_CT |  |  | C | 9.584% | 0% | 9.584% | 0% | 9.584% | 0% | 2.86% | 0% | 2.86% | 0% | 2.86% | 0% |  | 0% |  | 0% |  | 0% |  | 0%
|  |  | 4 | Bio |  | E |  |  | C | 25.37% | 0% | 25.37% | 0% | 25.37% | 0% | 0% | 0% | 0% | 0% | 0% | 0% |  | 0% |  | 0% |  | 0% |  | 0%
|  |  | 5 | El |  | E |  |  | C | 8.445% | 0% | 8.445% | 0% | 8.445% | 0% | 1.264% | 0% | 1.264% | 0% | 1.264% | 0% |  | 0% |  | 0% |  | 0% |  | 0%
|  |  | 6 | - |  | Solar |  |  | C | 0.4238% | 0% | 0.4238% | 0% | 0.4238% | 0% | 0.2136% | 0% | 0.2136% | 0% | 0.2136% | 0% |  | 0% |  | 0% |  | 0% |  | 0%
|  |  | 7 | [7 empty] | 0% |  | 0% |  | 0% |  | 0% |  | 0% |  | 0% |  | 0% |  | 0% |  | 0% |  | 0%
|  |  | 8 | [7 empty] | 0% |  | 0% |  | 0% |  | 0% |  | 0% |  | 0% |  | 0% |  | 0% |  | 0% |  | 0%
|  |  | 9 | [7 empty] | 0% |  | 0% |  | 0% |  | 0% |  | 0% |  | 0% |  | 0% |  | 0% |  | 0% |  | 0%
|  |  | 10 | [7 empty] | 0% |  | 0% |  | 0% |  | 0% |  | 0% |  | 0% |  | 0% |  | 0% |  | 0% |  | 0%
|  |  | 11 | [7 empty] | 0% |  | 0% |  | 0% |  | 0% |  | 0% |  | 0% |  | 0% |  | 0% |  | 0% |  | 0%
|  |  | 12 | [7 empty] | 0% |  | 0% |  | 0% |  | 0% |  | 0% |  | 0% |  | 0% |  | 0% |  | 0% |  | 0%
|  |  | 13 | [7 empty] | 0% |  | 0% |  | 0% |  | 0% |  | 0% |  | 0% |  | 0% |  | 0% |  | 0% |  | 0%
|  |  | 14 | [7 empty] | 0% |  | 0% |  | 0% |  | 0% |  | 0% |  | 0% |  | 0% |  | 0% |  | 0% |  | 0%
|  |  | 15 | [7 empty] | 0% |  | 0% |  | 0% |  | 0% |  | 0% |  | 0% |  | 0% |  | 0% |  | 0% |  | 0%
|  |  | 16 | [7 empty] | 0% |  | 0% |  | 0% |  | 0% |  | 0% |  | 0% |  | 0% |  | 0% |  | 0% |  | 0%
|  |  | 17 | [7 empty] | 0% |  | 0% |  | 0% |  | 0% |  | 0% |  | 0% |  | 0% |  | 0% |  | 0% |  | 0%
|  |  | 18 | [7 empty] | 0% |  | 0% |  | 0% |  | 0% |  | 0% |  | 0% |  | 0% |  | 0% |  | 0% |  | 0%
|  |  | 19 | [7 empty] | 0% |  | 0% |  | 0% |  | 0% |  | 0% |  | 0% |  | 0% |  | 0% |  | 0% |  | 0%
|  |  | 20 | [7 empty] | 0% |  | 0% |  | 0% |  | 0% |  | 0% |  | 0% |  | 0% |  | 0% |  | 0% |  | 0%
|  |  |  | Sum | [5 empty] | 99.99% | 0% | 99.99% | 0% | 99.99% | 0% | 99.98% | 0% | 99.98% | 0% | 99.98% | 0% |  | 0% |  | 0% |  | 0% |  | 0%
[5 empty] | thereof |  | central |  |  | 99.99% | 0% | 99.99% | 0% | 99.99% | 0% | 99.98% | 0% | 99.98% | 0% | 99.98% | 0% | 0% | 0% | 0% | 0% | 0% | 0% | 0% | 0%
[7 empty] | decentral |  |  | 0% | 0% | 0% | 0% | 0% | 0% | 0% | 0% | 0% | 0% | 0% | 0% | 0% | 0% | 0% | 0% | 0% | 0% | 0% | 0%
|  |  |  | Other Systems | [5 empty] | 0.006981% | 0% | 0.006981% | 0% | 0.006981% | 0% | 0.01642% | 0% | 0.01642% | 0% | 0.01642% | 0% |  | 0% |  | 0% |  | 0% |  | 0%
|  | Energy Balance | [16 empty] | All energy quantities in | GWh/a |  |  |  | Heating + DHW
[8 empty] | fuels related to |  |  | gross | 0% | calorific value
[28 empty] | Total |  | per m²
|  |  | Net heat need |  |  |  |  | 22491.4304 |  | 2940.2782 |  | 1483.9127 |  | 9139.4347 |  | 788.9333 |  | 439.9898 |  | 0 |  | 0 |  | 0 |  | 0 |  | 37283.9792 |  | 147.9643
|  |  | Produced heat |  |  |  |  | 24767.9528 |  | 3237.8852 |  | 1634.1103 |  | 10064.5031 |  | 868.787 |  | 484.5244 |  | 0 |  | 0 |  | 0 |  | 0 |  | 41057.7629 |  | 162.9408
|  |  | Gas |  |  |  | 1.087 | 5723.7308 |  | 748.2566 |  | 377.6335 |  | 1123.7685 |  | 97.0058 |  | 54.1004 |  | 0 |  | 0 |  | 0 |  | 0 |  | 8124.4955 |  | 32.2427
|  |  | Oil |  |  |  | 1.0526 | 2461.9304 |  | 321.8453 |  | 162.4303 |  | 301.0988 |  | 25.9914 |  | 14.4955 |  | 0 |  | 0 |  | 0 |  | 0 |  | 3287.7916 |  | 13.0478
|  |  | Coal |  |  |  | 1.0526 | 0 |  | 0 |  | 0 |  | 0 |  | 0 |  | 0 |  | 0 |  | 0 |  | 0 |  | 0 |  | 0 |  | 0
|  |  | Bio |  |  |  | 1.0526 | 6517.6169 |  | 852.0404 |  | 430.0115 |  | 0 |  | 0 |  | 0 |  | 0 |  | 0 |  | 0 |  | 0 |  | 7799.6688 |  | 30.9536
|  |  | DH |  |  |  |  | 8440.1195 |  | 1103.3669 |  | 556.8521 |  | 8532.8769 |  | 736.5741 |  | 410.789 |  | 0 |  | 0 |  | 0 |  | 0 |  | 19780.5784 |  | 78.5007
|  |  | El |  |  |  |  | 2060.6789 |  | 269.3901 |  | 135.957 |  | 126.4212 |  | 10.9129 |  | 6.0862 |  | 0 |  | 0 |  | 0 |  | 0 |  | 2609.4463 |  | 10.3558
|  |  | Other / not specified |  |  |  |  | 103.4258 |  | 13.5207 |  | 6.8237 |  | 21.3615 |  | 1.844 |  | 1.0284 |  | 0 |  | 0 |  | 0 |  | 0 |  | 148.0041 |  | 0.58737
|  |  | Sum final energy |  |  |  |  | 25307.5022 |  | 3308.4199 |  | 1669.7081 |  | 10105.5269 |  | 872.3282 |  | 486.4994 |  | 0 |  | 0 |  | 0 |  | 0 |  | 41749.9847 |  | 165.6879
|  |  | per m² |  |  |  |  | 184.3508 |  | 124.9607 |  | 91.8205 |  | 174.8786 |  | 128.9655 |  | 88.6091
|  |  | CHP electr. production |  |  |  |  | 0 |  | 0 |  | 0 |  | 0 |  | 0 |  | 0 |  | 0 |  | 0 |  | 0 |  | 0 |  | 0 |  | 0
| Version: |  | 2016-01-21
| TABULA Average Buildings | [29 empty] | EPISCOPE Monitoring Indicators
[5 empty] | Building Stock |  |  |  | ES | Regional |  |  | Comunidad Valenciana housing stock | [15 empty] | Year | 2015
[5 empty] | Details |  |  |  | Comunidad Valenciana housing stock, IVE model | Comunidad Valenciana housing stock | Comunidad Valenciana housing stock | Comunidad Valenciana housing stock | Comunidad Valenciana housing stock | Comunidad Valenciana housing stock | Comunidad Valenciana housing stock | Comunidad Valenciana housing stock | Comunidad Valenciana housing stock | Comunidad Valenciana housing stock | Comunidad Valenciana housing stock | Comunidad Valenciana housing stock | Comunidad Valenciana housing stock | Comunidad Valenciana housing stock | Comunidad Valenciana housing stock | Comunidad Valenciana housing stock | Comunidad Valenciana housing stock | Comunidad Valenciana housing stock | Comunidad Valenciana housing stock | Comunidad Valenciana housing stock | Comunidad Valenciana housing stock | Comunidad Valenciana housing stock | Comunidad Valenciana housing stock
Annotations to this sheet
[10 empty] | 1 |  | 2 |  | 3 |  | 4 |  | 5 |  | 6 |  | 7 |  | 8 |  | 9 |  | 10
Building type / label
Building size category
Construction time band
|  | General Data | [5 empty] | Total
|  |  | Number of buildings |  |  |  |  | 47934.9377 | 0 | 17224.5817 | 0 | 25432.2611 | 0 | 2879.1272 | 0 | 2398.9677 | 0 | 0 | 0 | 0 | 0 | 0 | 0 | 0 | 0 | 0 | 0 | 0 | 0 | 10^0
|  |  | Number of dwellings |  |  |  |  | 692641 | 0 | 248345 | 0 | 366890 | 0 | 38685 | 0 | 38721 | 0 | 0 | 0 | 0 | 0 | 0 | 0 | 0 | 0 | 0 | 0 | 0 | 0 | 10^0
|  |  | Floor area national | [6 empty] | 18.2534 | 0 | 34.6711 | 0 | 2.7079 | 0 | 3.2526 | 0 | 0 | 0 | 0 | 0 | 0 | 0 | 0 | 0 | 0 | 0 | 0 | 0 | 10^6 m²
|  |  | Floor area TABULA |  |  |  |  | 64.7735 | 0 | 20.0787 | 0 | 38.1382 | 0 | 2.9787 | 0 | 3.5778 | 0 | 0 | 0 | 0 | 0 | 0 | 0 | 0 | 0 | 0 | 0 | 0 | 0 | 10^6 m²
Building Insulation
Original state / not refurbished fraction of the envelope area
U-values of the original state
|  |  |  | Roof | [5 empty] | 1.92 |  | 1.92 |  | 1.92 |  | 1.92 |  | 0 |  | 0 |  | 0 |  | 0 |  | 0 |  | 0 |  | W/(m²K)
|  |  |  | Wall | [5 empty] | 2.2625 |  | 2.2604 |  | 1.6627 |  | 1.6627 |  | 0 |  | 0 |  | 0 |  | 0 |  | 0 |  | 0 |  | W/(m²K)
|  |  |  | Window | [5 empty] | 5.7 |  | 5.7 |  | 5.7 |  | 5.7 |  | 0 |  | 0 |  | 0 |  | 0 |  | 0 |  | 0 |  | W/(m²K)
|  |  |  | Floor | [5 empty] | 2.06 |  | 2.06 |  | 1.43 |  | 1.43 |  | 0 |  | 0 |  | 0 |  | 0 |  | 0 |  | 0 |  | W/(m²K)
Refubishments (averages)
Refurbished fraction of envelope areas
|  |  |  | Roof | [5 empty] | 0% |  | 0% |  | 0% |  | 0% |  | 0% |  | 0% |  | 0% |  | 0% |  | 0% |  | 0%
|  |  |  | Wall | [5 empty] | 0% |  | 0% |  | 0% |  | 0% |  | 0% |  | 0% |  | 0% |  | 0% |  | 0% |  | 0%
|  |  |  | Window | [5 empty] | 0% |  | 0% |  | 0% |  | 0% |  | 0% |  | 0% |  | 0% |  | 0% |  | 0% |  | 0%
|  |  |  | Floor | [5 empty] | 0% |  | 0% |  | 0% |  | 0% |  | 0% |  | 0% |  | 0% |  | 0% |  | 0% |  | 0%
|  |  |  | Total (indicative) | [5 empty] | 0% |  | 0% |  | 0% |  | 0% |  | 0% |  | 0% |  | 0% |  | 0% |  | 0% |  | 0%
U-values of the refurbished fraction (averages)
|  |  |  | Roof | [5 empty] | 0 |  | 0 |  | 0 |  | 0 |  | 0 |  | 0 |  | 0 |  | 0 |  | 0 |  | 0 |  | W/(m²K)
|  |  |  | Wall | [5 empty] | 0 |  | 0 |  | 0 |  | 0 |  | 0 |  | 0 |  | 0 |  | 0 |  | 0 |  | 0 |  | W/(m²K)
|  |  |  | Window | [5 empty] | 0 |  | 0 |  | 0 |  | 0 |  | 0 |  | 0 |  | 0 |  | 0 |  | 0 |  | 0 |  | W/(m²K)
|  |  |  | Floor | [5 empty] | 0 |  | 0 |  | 0 |  | 0 |  | 0 |  | 0 |  | 0 |  | 0 |  | 0 |  | 0 |  | W/(m²K)
Main Heat Supply Systems
Ventilation Systems with Heat Recovery
|  |  |  | Occurances | [5 empty] | 0% | 0% | 0% | 0% | 0% | 0% | 0% | 0% | 0% | 0% | 0% | 0% | 0% | 0% | 0% | 0% | 0% | 0% | 0% | 0%
Heating Systems
Occurances or Fractions of Produced Heat
|  |  | 1 | Oil |  | B_NC |  |  | D | 2.773% | 0% | 2.773% | 0% | 2.773% | 0% | 2.773% | 0% |  | 0% |  | 0% |  | 0% |  | 0% |  | 0% |  | 0%
|  |  | 2 | Gas |  | Stove_L |  |  | D | 23.21% | 0% | 23.21% | 0% | 23.21% | 0% | 23.21% | 0% |  | 0% |  | 0% |  | 0% |  | 0% |  | 0% |  | 0%
|  |  | 3 | Gas |  | B_NC |  |  | D | 17.33% | 0% | 17.33% | 0% | 17.33% | 0% | 17.33% | 0% |  | 0% |  | 0% |  | 0% |  | 0% |  | 0% |  | 0%
|  |  | 4 | El |  | E_SH |  |  | D | 23.19% | 0% | 23.19% | 0% | 23.19% | 0% | 23.19% | 0% |  | 0% |  | 0% |  | 0% |  | 0% |  | 0% |  | 0%
|  |  | 5 | El |  | HP_Air |  |  | D | 33.49% | 0% | 33.49% | 0% | 33.49% | 0% | 33.49% | 0% |  | 0% |  | 0% |  | 0% |  | 0% |  | 0% |  | 0%
|  |  | 6 | [7 empty] | 0% |  | 0% |  | 0% |  | 0% |  | 0% |  | 0% |  | 0% |  | 0% |  | 0% |  | 0%
|  |  | 7 | [7 empty] | 0% |  | 0% |  | 0% |  | 0% |  | 0% |  | 0% |  | 0% |  | 0% |  | 0% |  | 0%
|  |  | 8 | [7 empty] | 0% |  | 0% |  | 0% |  | 0% |  | 0% |  | 0% |  | 0% |  | 0% |  | 0% |  | 0%
|  |  | 9 | [7 empty] | 0% |  | 0% |  | 0% |  | 0% |  | 0% |  | 0% |  | 0% |  | 0% |  | 0% |  | 0%
|  |  | 10 | [7 empty] | 0% |  | 0% |  | 0% |  | 0% |  | 0% |  | 0% |  | 0% |  | 0% |  | 0% |  | 0%
|  |  | 11 | [7 empty] | 0% |  | 0% |  | 0% |  | 0% |  | 0% |  | 0% |  | 0% |  | 0% |  | 0% |  | 0%
|  |  | 12 | [7 empty] | 0% |  | 0% |  | 0% |  | 0% |  | 0% |  | 0% |  | 0% |  | 0% |  | 0% |  | 0%
|  |  | 13 | [7 empty] | 0% |  | 0% |  | 0% |  | 0% |  | 0% |  | 0% |  | 0% |  | 0% |  | 0% |  | 0%
|  |  | 14 | [7 empty] | 0% |  | 0% |  | 0% |  | 0% |  | 0% |  | 0% |  | 0% |  | 0% |  | 0% |  | 0%
|  |  | 15 | [7 empty] | 0% |  | 0% |  | 0% |  | 0% |  | 0% |  | 0% |  | 0% |  | 0% |  | 0% |  | 0%
|  |  | 16 | [7 empty] | 0% |  | 0% |  | 0% |  | 0% |  | 0% |  | 0% |  | 0% |  | 0% |  | 0% |  | 0%
|  |  | 17 | [7 empty] | 0% |  | 0% |  | 0% |  | 0% |  | 0% |  | 0% |  | 0% |  | 0% |  | 0% |  | 0%
|  |  | 18 | [7 empty] | 0% |  | 0% |  | 0% |  | 0% |  | 0% |  | 0% |  | 0% |  | 0% |  | 0% |  | 0%
|  |  | 19 | [7 empty] | 0% |  | 0% |  | 0% |  | 0% |  | 0% |  | 0% |  | 0% |  | 0% |  | 0% |  | 0%
|  |  | 20 | [7 empty] | 0% |  | 0% |  | 0% |  | 0% |  | 0% |  | 0% |  | 0% |  | 0% |  | 0% |  | 0%
|  |  |  | Sum | [5 empty] | 100% | 0% | 100% | 0% | 100% | 0% | 100% | 0% |  | 0% |  | 0% |  | 0% |  | 0% |  | 0% |  | 0%
[5 empty] | thereof |  | central |  |  | 0% | 0% | 0% | 0% | 0% | 0% | 0% | 0% | 0% | 0% | 0% | 0% | 0% | 0% | 0% | 0% | 0% | 0% | 0% | 0%
[7 empty] | decentral |  |  | 100% | 0% | 100% | 0% | 100% | 0% | 100% | 0% | 0% | 0% | 0% | 0% | 0% | 0% | 0% | 0% | 0% | 0% | 0% | 0%
|  |  |  | Other Systems | [5 empty] | 0% | 0% | 0% | 0% | 0% | 0% | 0% | 0% |  | 0% |  | 0% |  | 0% |  | 0% |  | 0% |  | 0%
DHW Systems
Occurances or Fractions of Produced Heat
|  |  | 1 | Gas |  | B_NC |  |  | D | 100% | 0% | 100% | 0% | 100% | 0% | 100% | 0% |  | 0% |  | 0% |  | 0% |  | 0% |  | 0% |  | 0%
|  |  | 2 | [7 empty] | 0% |  | 0% |  | 0% |  | 0% |  | 0% |  | 0% |  | 0% |  | 0% |  | 0% |  | 0%
|  |  | 3 | [7 empty] | 0% |  | 0% |  | 0% |  | 0% |  | 0% |  | 0% |  | 0% |  | 0% |  | 0% |  | 0%
|  |  | 4 | [7 empty] | 0% |  | 0% |  | 0% |  | 0% |  | 0% |  | 0% |  | 0% |  | 0% |  | 0% |  | 0%
|  |  | 5 | [7 empty] | 0% |  | 0% |  | 0% |  | 0% |  | 0% |  | 0% |  | 0% |  | 0% |  | 0% |  | 0%
|  |  | 6 | [7 empty] | 0% |  | 0% |  | 0% |  | 0% |  | 0% |  | 0% |  | 0% |  | 0% |  | 0% |  | 0%
|  |  | 7 | [7 empty] | 0% |  | 0% |  | 0% |  | 0% |  | 0% |  | 0% |  | 0% |  | 0% |  | 0% |  | 0%
|  |  | 8 | [7 empty] | 0% |  | 0% |  | 0% |  | 0% |  | 0% |  | 0% |  | 0% |  | 0% |  | 0% |  | 0%
|  |  | 9 | [7 empty] | 0% |  | 0% |  | 0% |  | 0% |  | 0% |  | 0% |  | 0% |  | 0% |  | 0% |  | 0%
|  |  | 10 | [7 empty] | 0% |  | 0% |  | 0% |  | 0% |  | 0% |  | 0% |  | 0% |  | 0% |  | 0% |  | 0%
|  |  | 11 | [7 empty] | 0% |  | 0% |  | 0% |  | 0% |  | 0% |  | 0% |  | 0% |  | 0% |  | 0% |  | 0%
|  |  | 12 | [7 empty] | 0% |  | 0% |  | 0% |  | 0% |  | 0% |  | 0% |  | 0% |  | 0% |  | 0% |  | 0%
|  |  | 13 | [7 empty] | 0% |  | 0% |  | 0% |  | 0% |  | 0% |  | 0% |  | 0% |  | 0% |  | 0% |  | 0%
|  |  | 14 | [7 empty] | 0% |  | 0% |  | 0% |  | 0% |  | 0% |  | 0% |  | 0% |  | 0% |  | 0% |  | 0%
|  |  | 15 | [7 empty] | 0% |  | 0% |  | 0% |  | 0% |  | 0% |  | 0% |  | 0% |  | 0% |  | 0% |  | 0%
|  |  | 16 | [7 empty] | 0% |  | 0% |  | 0% |  | 0% |  | 0% |  | 0% |  | 0% |  | 0% |  | 0% |  | 0%
|  |  | 17 | [7 empty] | 0% |  | 0% |  | 0% |  | 0% |  | 0% |  | 0% |  | 0% |  | 0% |  | 0% |  | 0%
|  |  | 18 | [7 empty] | 0% |  | 0% |  | 0% |  | 0% |  | 0% |  | 0% |  | 0% |  | 0% |  | 0% |  | 0%
|  |  | 19 | [7 empty] | 0% |  | 0% |  | 0% |  | 0% |  | 0% |  | 0% |  | 0% |  | 0% |  | 0% |  | 0%
|  |  | 20 | [7 empty] | 0% |  | 0% |  | 0% |  | 0% |  | 0% |  | 0% |  | 0% |  | 0% |  | 0% |  | 0%
|  |  |  | Sum | [5 empty] | 100% | 0% | 100% | 0% | 100% | 0% | 100% | 0% |  | 0% |  | 0% |  | 0% |  | 0% |  | 0% |  | 0%
[5 empty] | thereof |  | central |  |  | 0% | 0% | 0% | 0% | 0% | 0% | 0% | 0% | 0% | 0% | 0% | 0% | 0% | 0% | 0% | 0% | 0% | 0% | 0% | 0%
[7 empty] | decentral |  |  | 100% | 0% | 100% | 0% | 100% | 0% | 100% | 0% | 0% | 0% | 0% | 0% | 0% | 0% | 0% | 0% | 0% | 0% | 0% | 0%
|  |  |  | Other Systems | [5 empty] | 0% | 0% | 0% | 0% | 0% | 0% | 0% | 0% |  | 0% |  | 0% |  | 0% |  | 0% |  | 0% |  | 0%
|  | Energy Balance | [16 empty] | All energy quantities in | GWh/a |  |  |  | Heating + DHW
[8 empty] | fuels related to |  |  | gross | 0% | calorific value
[28 empty] | Total |  | per m²
|  |  | Net heat need |  |  |  |  | 2568.9849 |  | 3355.6686 |  | 235.4876 |  | 203.1439 |  | 0 |  | 0 |  | 0 |  | 0 |  | 0 |  | 0 |  | 6363.285 |  | 98.239
|  |  | Produced heat |  |  |  |  | 560.1985 |  | 827.6037 |  | 87.2628 |  | 87.344 |  | 0 |  | 0 |  | 0 |  | 0 |  | 0 |  | 0 |  | 1562.409 |  | 24.1211
|  |  | Gas |  |  |  | 1 | 444.1509 |  | 656.1618 |  | 69.1859 |  | 69.2503 |  | 0 |  | 0 |  | 0 |  | 0 |  | 0 |  | 0 |  | 1238.7489 |  | 19.1243
|  |  | Oil |  |  |  | 1 | 16.2176 |  | 23.9589 |  | 2.5262 |  | 2.5286 |  | 0 |  | 0 |  | 0 |  | 0 |  | 0 |  | 0 |  | 45.2313 |  | 0.6983
|  |  | Coal |  |  |  | 1 | 0 |  | 0 |  | 0 |  | 0 |  | 0 |  | 0 |  | 0 |  | 0 |  | 0 |  | 0 |  | 0 |  | 0
|  |  | Bio |  |  |  | 1 | 0 |  | 0 |  | 0 |  | 0 |  | 0 |  | 0 |  | 0 |  | 0 |  | 0 |  | 0 |  | 0 |  | 0
|  |  | DH |  |  |  |  | 0 |  | 0 |  | 0 |  | 0 |  | 0 |  | 0 |  | 0 |  | 0 |  | 0 |  | 0 |  | 0 |  | 0
|  |  | El |  |  |  |  | 486.1855 |  | 718.2612 |  | 75.7337 |  | 75.8042 |  | 0 |  | 0 |  | 0 |  | 0 |  | 0 |  | 0 |  | 1355.9846 |  | 20.9343
|  |  | Other / not specified |  |  |  |  | 0 |  | 0 |  | 0 |  | 0 |  | 0 |  | 0 |  | 0 |  | 0 |  | 0 |  | 0 |  | 0 |  | 0
|  |  | Sum final energy |  |  |  |  | 946.5539 |  | 1398.3819 |  | 147.4458 |  | 147.5831 |  | 0 |  | 0 |  | 0 |  | 0 |  | 0 |  | 0 |  | 2639.9648 |  | 40.7569
|  |  | per m² |  |  |  |  | 47.1422 |  | 36.6662 |  | 49.4993 |  | 41.2494
|  |  | CHP electr. production |  |  |  |  | 0 |  | 0 |  | 0 |  | 0 |  | 0 |  | 0 |  | 0 |  | 0 |  | 0 |  | 0 |  | 0 |  | 0
| Version: |  | 2016-01-21
| TABULA Average Buildings | [29 empty] | EPISCOPE Monitoring Indicators
[5 empty] | Building Stock |  |  |  | FR | Local |  |  | Local building stock of OPH Montreuillois (OPHM), France | [15 empty] | Year | 2015
[5 empty] | Details |  |  |  | Existing state 2015 | Local building stock of OPH Montreuillois (OPHM), France | Local building stock of OPH Montreuillois (OPHM), France | Local building stock of OPH Montreuillois (OPHM), France | Local building stock of OPH Montreuillois (OPHM), France | Local building stock of OPH Montreuillois (OPHM), France | Local building stock of OPH Montreuillois (OPHM), France | Local building stock of OPH Montreuillois (OPHM), France | Local building stock of OPH Montreuillois (OPHM), France | Local building stock of OPH Montreuillois (OPHM), France | Local building stock of OPH Montreuillois (OPHM), France | Local building stock of OPH Montreuillois (OPHM), France | Local building stock of OPH Montreuillois (OPHM), France | Local building stock of OPH Montreuillois (OPHM), France | Local building stock of OPH Montreuillois (OPHM), France | Local building stock of OPH Montreuillois (OPHM), France | Local building stock of OPH Montreuillois (OPHM), France | Local building stock of OPH Montreuillois (OPHM), France | Local building stock of OPH Montreuillois (OPHM), France | Local building stock of OPH Montreuillois (OPHM), France | Local building stock of OPH Montreuillois (OPHM), France | Local building stock of OPH Montreuillois (OPHM), France | Local building stock of OPH Montreuillois (OPHM), France
Annotations to this sheet
[10 empty] | 1 |  | 2 |  | 3 |  | 4 |  | 5 |  | 6 |  | 7 |  | 8 |  | 9 |  | 10
|  |  | Building type / label | [6 empty] | LC_PE.99 |  | LC_PE.00 |  | LC_INT.74 |  | LC_INT.99 |  | LC_INT.00 |  | LC_GR.74 |  | LC_GR.99 |  | LC_ENS.48 |  | LC_ENS.74 |  | LC_ENS.99
Building size category
Construction time band
|  | General Data | [5 empty] | Total
|  |  | Number of buildings |  |  |  |  | 336.1373 | 0 | 21.3411 | 0 | 13.3938 | 0 | 18.2943 | 0 | 16.124 | 0 | 5.5754 | 0 | 2.5907 | 0 | 14.4816 | 0 | 36.3567 | 0 | 103.7917 | 0 | 104.188 | 0 | 10^0
|  |  | Number of dwellings |  |  |  |  | 10331 | 0 | 232 | 0 | 82 | 0 | 349 | 0 | 1470 | 0 | 346 | 0 | 231 | 0 | 954 | 0 | 504 | 0 | 4373 | 0 | 1790 | 0 | 10^0
|  |  | Floor area national | [6 empty] | 19.8216 | 0 | 7.2648 | 0 | 25.7291 | 0 | 123.523 | 0 | 27.8613 | 0 | 16.0728 | 0 | 77.2513 | 0 | 29.8852 | 0 | 324.8888 | 0 | 139.4035 | 0 | 10^3 m²
|  |  | Floor area TABULA |  |  |  |  | 725.7264 | 0 | 18.1698 | 0 | 6.6594 | 0 | 23.585 | 0 | 113.2294 | 0 | 25.5396 | 0 | 14.7334 | 0 | 70.8137 | 0 | 27.3948 | 0 | 297.8147 | 0 | 127.7866 | 0 | 10^3 m²
Building Insulation
Original state / not refurbished fraction of the envelope area
U-values of the original state
|  |  |  | Roof | [5 empty] | 0.43 |  | 0.28 |  | 0.28927 |  | 0.49581 |  | 0.27849 |  | 0.33083 |  | 0.43652 |  | 0.3099 |  | 0.32439 |  | 0.33853 |  | W/(m²K)
|  |  |  | Wall | [5 empty] | 0.5571 |  | 0.36 |  | 0.96424 |  | 0.44258 |  | 0.34958 |  | 0.43983 |  | 0.38173 |  | 1.3893 |  | 0.5989 |  | 0.30791 |  | W/(m²K)
|  |  |  | Window | [5 empty] | 2.9018 |  | 1.669 |  | 2.5651 |  | 2.4492 |  | 1.7423 |  | 1.8179 |  | 2.8344 |  | 1.8425 |  | 2.2602 |  | 1.9634 |  | W/(m²K)
|  |  |  | Floor | [5 empty] | 0.52989 |  | 0.38441 |  | 1.4878 |  | 0.42305 |  | 0.47499 |  | 0.55645 |  | 0.80105 |  | 2.0502 |  | 1.6072 |  | 0.75783 |  | W/(m²K)
Refubishments (averages)
Refurbished fraction of envelope areas
|  |  |  | Roof | [5 empty] | 0% |  | 0% |  | 0% |  | 0% |  | 0% |  | 0% |  | 0% |  | 0% |  | 0% |  | 0%
|  |  |  | Wall | [5 empty] | 0% |  | 0% |  | 0% |  | 0% |  | 0% |  | 0% |  | 0% |  | 0% |  | 0% |  | 0%
|  |  |  | Window | [5 empty] | 0% |  | 0% |  | 0% |  | 0% |  | 0% |  | 0% |  | 0% |  | 0% |  | 0% |  | 0%
|  |  |  | Floor | [5 empty] | 0% |  | 0% |  | 0% |  | 0% |  | 0% |  | 0% |  | 0% |  | 0% |  | 0% |  | 0%
|  |  |  | Total (indicative) | [5 empty] | 0% |  | 0% |  | 0% |  | 0% |  | 0% |  | 0% |  | 0% |  | 0% |  | 0% |  | 0%
U-values of the refurbished fraction (averages)
|  |  |  | Roof | [5 empty] | 0 |  | 0 |  | 0 |  | 0 |  | 0 |  | 0 |  | 0 |  | 0 |  | 0 |  | 0 |  | W/(m²K)
|  |  |  | Wall | [5 empty] | 0 |  | 0 |  | 0 |  | 0 |  | 0 |  | 0 |  | 0 |  | 0 |  | 0 |  | 0 |  | W/(m²K)
|  |  |  | Window | [5 empty] | 0 |  | 0 |  | 0 |  | 0 |  | 0 |  | 0 |  | 0 |  | 0 |  | 0 |  | 0 |  | W/(m²K)
|  |  |  | Floor | [5 empty] | 0 |  | 0 |  | 0 |  | 0 |  | 0 |  | 0 |  | 0 |  | 0 |  | 0 |  | 0 |  | W/(m²K)
Main Heat Supply Systems
Ventilation Systems with Heat Recovery
|  |  |  | Occurances | [5 empty] | 100% | 0% | 100% | 0% | 100% | 0% | 100% | 0% | 100% | 0% | 100% | 0% | 100% | 0% | 100% | 0% | 100% | 0% | 100% | 0%
Heating Systems
Occurances or Fractions of Produced Heat
|  |  | 1 | DH |  | TS |  |  | C | 0% | 0% | 0% | 0% | 0% | 0% | 0% | 0% | 0% | 0% | 0% | 0% | 16.9% | 0% | 0% | 0% | 13.1% | 0% | 0% | 0%
|  |  | 2 | El |  | E_SH |  |  | D | 67.3% | 0% | 0% | 0% | 0% | 0% | 81.6% | 0% | 0% | 0% | 0% | 0% | 34.4% | 0% | 21.3% | 0% | 0% | 0% | 89.5% | 0%
|  |  | 3 | Gas |  | B_C |  |  | D | 0% | 0% | 0% | 0% | 0% | 0% | 0% | 0% | 17.9% | 0% | 0% | 0% | 0% | 0% | 0% | 0% | 0% | 0% | 0% | 0%
|  |  | 4 | Gas |  | B_C |  |  | C | 0% | 0% | 0% | 0% | 0% | 0% | 0% | 0% | 28% | 0% | 59.9% | 0% | 0% | 0% | 0% | 0% | 0% | 0% | 0% | 0%
|  |  | 5 | Gas |  | B_C |  |  | C | 0% | 0% | 0% | 0% | 0% | 0% | 0% | 0% | 41.3% | 0% | 0% | 0% | 0% | 0% | 0% | 0% | 0% | 0% | 0% | 0%
|  |  | 6 | Gas |  | B_C |  |  | C | 0% | 0% | 0% | 0% | 0% | 0% | 0% | 0% | 0% | 0% | 0% | 0% | 0% | 0% | 0% | 0% | 11.8% | 0% | 0% | 0%
|  |  | 7 | Gas |  | B_NC_CT |  |  | D | 0% | 0% | 0% | 0% | 12.9% | 0% | 0% | 0% | 0% | 0% | 0% | 0% | 0% | 0% | 0% | 0% | 0% | 0% | 0% | 0%
|  |  | 8 | Gas |  | B_NC_CT |  |  | D | 0% | 0% | 0% | 0% | 58.2% | 0% | 14.2% | 0% | 0% | 0% | 0% | 0% | 14.3% | 0% | 0% | 0% | 1.7% | 0% | 10.5% | 0%
|  |  | 9 | Gas |  | B_NC_CT |  |  | C | 0% | 0% | 0% | 0% | 0% | 0% | 0% | 0% | 0% | 0% | 0% | 0% | 0% | 0% | 0% | 0% | 7% | 0% | 0% | 0%
|  |  | 10 | Gas |  | B_NC_CT |  |  | C | 0% | 0% | 0% | 0% | 28.9% | 0% | 4.2% | 0% | 0% | 0% | 0% | 0% | 0% | 0% | 78.7% | 0% | 66.4% | 0% | 0% | 0%
|  |  | 11 | Gas |  | B_NC_LT |  |  | D | 15.9% | 0% | 0% | 0% | 0% | 0% | 0% | 0% | 0% | 0% | 0% | 0% | 19.2% | 0% | 0% | 0% | 0% | 0% | 0% | 0%
|  |  | 12 | Gas |  | B_NC_LT |  |  | D | 16.8% | 0% | 91.2% | 0% | 0% | 0% | 0% | 0% | 12.8% | 0% | 0% | 0% | 0% | 0% | 0% | 0% | 0% | 0% | 0% | 0%
|  |  | 13 | Gas |  | B_NC_LT |  |  | C | 0% | 0% | 8.8% | 0% | 0% | 0% | 0% | 0% | 0% | 0% | 0% | 0% | 0% | 0% | 0% | 0% | 0% | 0% | 0% | 0%
|  |  | 14 | Gas |  | B_NC_LT |  |  | C | 0% | 0% | 0% | 0% | 0% | 0% | 0% | 0% | 0% | 0% | 40.1% | 0% | 0% | 0% | 0% | 0% | 0% | 0% | 0% | 0%
|  |  | 15 | Gas |  | B_NC_LT |  |  | C | 0% | 0% | 0% | 0% | 0% | 0% | 0% | 0% | 0% | 0% | 0% | 0% | 15.2% | 0% | 0% | 0% | 0% | 0% | 0% | 0%
|  |  | 16 | DH |  | TS |  |  | C | 0% | 0% | 0% | 0% | 0% | 0% | 0% | 0% | 0% | 0% | 0% | 0% | 0% | 0% | 0% | 0% | 0% | 0% | 0% | 0%
|  |  | 17 | El |  | HP_ExhAir |  |  | D | 0% | 0% | 0% | 0% | 0% | 0% | 0% | 0% | 0% | 0% | 0% | 0% | 0% | 0% | 0% | 0% | 0% | 0% | 0% | 0%
|  |  | 18 | Gas |  | B_C |  |  | D | 0% | 0% | 0% | 0% | 0% | 0% | 0% | 0% | 0% | 0% | 0% | 0% | 0% | 0% | 0% | 0% | 0% | 0% | 0% | 0%
|  |  | 19 | Gas |  | B_C |  |  | C | 0% | 0% | 0% | 0% | 0% | 0% | 0% | 0% | 0% | 0% | 0% | 0% | 0% | 0% | 0% | 0% | 0% | 0% | 0% | 0%
|  |  | 20 | [7 empty] | 0% |  | 0% |  | 0% |  | 0% |  | 0% |  | 0% |  | 0% |  | 0% |  | 0% |  | 0%
|  |  |  | Sum | [5 empty] | 100% | 0% | 100% | 0% | 100% | 0% | 100% | 0% | 100% | 0% | 100% | 0% | 100% | 0% | 100% | 0% | 100% | 0% | 100% | 0%
[5 empty] | thereof |  | central |  |  | 0% | 0% | 8.8% | 0% | 28.9% | 0% | 4.2% | 0% | 69.3% | 0% | 100% | 0% | 32.1% | 0% | 78.7% | 0% | 98.3% | 0% | 0% | 0%
[7 empty] | decentral |  |  | 100% | 0% | 91.2% | 0% | 71.1% | 0% | 95.8% | 0% | 30.7% | 0% | 0% | 0% | 67.9% | 0% | 21.3% | 0% | 1.7% | 0% | 100% | 0%
|  |  |  | Other Systems | [5 empty] | 0% | 0% | 0% | 0% | 0% | 0% | 0% | 0% | 0% | 0% | 0% | 0% | 0% | 0% | 0% | 0% | 0% | 0% | 0% | 0%
DHW Systems
Occurances or Fractions of Produced Heat
|  |  | 1 | DH |  | TS |  |  | C | 0% | 0% | 0% | 0% | 0% | 0% | 0% | 0% | 0% | 0% | 0% | 0% | 16.9% | 0% | 0% | 0% | 13.1% | 0% | 0% | 0%
|  |  | 2 | El |  | E_Immersion |  |  | D | 67.3% | 0% | 0% | 0% | 0% | 0% | 81.6% | 0% | 0% | 0% | 0% | 0% | 34.4% | 0% | 21.3% | 0% | 0% | 0% | 89.5% | 0%
|  |  | 3 | Gas |  | B_C |  |  | D | 0% | 0% | 0% | 0% | 0% | 0% | 0% | 0% | 17.9% | 0% | 0% | 0% | 0% | 0% | 0% | 0% | 0% | 0% | 0% | 0%
|  |  | 4 | Gas |  | B_C |  |  | C | 0% | 0% | 0% | 0% | 0% | 0% | 0% | 0% | 28% | 0% | 59.9% | 0% | 0% | 0% | 0% | 0% | 11.8% | 0% | 0% | 0%
|  |  | 5 | Gas |  | B_C |  |  | C | 0% | 0% | 0% | 0% | 0% | 0% | 0% | 0% | 20.6% | 0% | 0% | 0% | 0% | 0% | 0% | 0% | 0% | 0% | 0% | 0%
|  |  | 6 | Gas |  | B_NC_CT |  |  | D | 0% | 0% | 0% | 0% | 12.9% | 0% | 0% | 0% | 0% | 0% | 0% | 0% | 0% | 0% | 0% | 0% | 0% | 0% | 0% | 0%
|  |  | 7 | Gas |  | B_NC_CT |  |  | C | 0% | 0% | 0% | 0% | 28.9% | 0% | 4.2% | 0% | 0% | 0% | 0% | 0% | 0% | 0% | 78.7% | 0% | 17.1% | 0% | 0% | 0%
|  |  | 8 | Gas |  | B_NC_CT |  |  | C | 15.9% | 0% | 0% | 0% | 0% | 0% | 0% | 0% | 0% | 0% | 0% | 0% | 0% | 0% | 0% | 0% | 0% | 0% | 0% | 0%
|  |  | 9 | Gas |  | B_NC_LT |  |  | D | 0% | 0% | 38.9% | 0% | 0% | 0% | 0% | 0% | 0% | 0% | 0% | 0% | 0% | 0% | 0% | 0% | 0% | 0% | 0% | 0%
|  |  | 10 | Gas |  | B_NC_LT |  |  | C | 0% | 0% | 8.8% | 0% | 0% | 0% | 0% | 0% | 0% | 0% | 0% | 0% | 0% | 0% | 0% | 0% | 0% | 0% | 0% | 0%
|  |  | 11 | Gas |  | B_NC_LT |  |  | C | 0% | 0% | 0% | 0% | 0% | 0% | 0% | 0% | 0% | 0% | 40.1% | 0% | 10.8% | 0% | 0% | 0% | 0% | 0% | 0% | 0%
|  |  | 12 | Gas |  | G_IWH |  |  | D | 0% | 0% | 0% | 0% | 0% | 0% | 0% | 0% | 0% | 0% | 0% | 0% | 0% | 0% | 0% | 0% | 49.3% | 0% | 0% | 0%
|  |  | 13 | Gas |  | G_IWH_C |  |  | D | 0% | 0% | 0% | 0% | 0% | 0% | 0% | 0% | 0% | 0% | 0% | 0% | 0% | 0% | 0% | 0% | 7% | 0% | 0% | 0%
|  |  | 14 | Gas |  | G_IWH_NC |  |  | D | 16.8% | 0% | 0% | 0% | 58.2% | 0% | 14.2% | 0% | 0% | 0% | 0% | 0% | 33.5% | 0% | 0% | 0% | 1.7% | 0% | 10.5% | 0%
|  |  | 15 | Gas |  | G_IWH_NC |  |  | D | 0% | 0% | 52.3% | 0% | 0% | 0% | 0% | 0% | 12.8% | 0% | 0% | 0% | 0% | 0% | 0% | 0% | 0% | 0% | 0% | 0%
|  |  | 16 | Gas |  | Solar |  |  | C | 0% | 0% | 0% | 0% | 0% | 0% | 0% | 0% | 20.6% | 0% | 0% | 0% | 4.5% | 0% | 0% | 0% | 0% | 0% | 0% | 0%
|  |  | 17 | DH |  | TS |  |  | C | 0% | 0% | 0% | 0% | 0% | 0% | 0% | 0% | 0% | 0% | 0% | 0% | 0% | 0% | 0% | 0% | 0% | 0% | 0% | 0%
|  |  | 18 | El |  | HP_ExhAir |  |  | D | 0% | 0% | 0% | 0% | 0% | 0% | 0% | 0% | 0% | 0% | 0% | 0% | 0% | 0% | 0% | 0% | 0% | 0% | 0% | 0%
|  |  | 19 | Gas |  | B_C |  |  | D | 0% | 0% | 0% | 0% | 0% | 0% | 0% | 0% | 0% | 0% | 0% | 0% | 0% | 0% | 0% | 0% | 0% | 0% | 0% | 0%
|  |  | 20 | Gas |  | B_C |  |  | C | 0% | 0% | 0% | 0% | 0% | 0% | 0% | 0% | 0% | 0% | 0% | 0% | 0% | 0% | 0% | 0% | 0% | 0% | 0% | 0%
|  |  |  | Sum | [5 empty] | 100% | 0% | 100% | 0% | 100% | 0% | 100% | 0% | 99.9% | 0% | 100% | 0% | 100.1% | 0% | 100% | 0% | 100% | 0% | 100% | 0%
[5 empty] | thereof |  | central |  |  | 15.9% | 0% | 8.8% | 0% | 28.9% | 0% | 4.2% | 0% | 69.2% | 0% | 100% | 0% | 32.2% | 0% | 78.7% | 0% | 42% | 0% | 0% | 0%
[7 empty] | decentral |  |  | 84.1% | 0% | 91.2% | 0% | 71.1% | 0% | 95.8% | 0% | 30.7% | 0% | 0% | 0% | 67.9% | 0% | 21.3% | 0% | 58% | 0% | 100% | 0%
|  |  |  | Other Systems | [5 empty] | 0% | 0% | 0% | 0% | 0% | 0% | 0% | 0% | 0.1% | 0% | 0% | 0% | -0.1% | 0% | 0% | 0% | 0% | 0% | 0% | 0%
|  | Energy Balance | [16 empty] | All energy quantities in | MWh/a |  |  |  | Heating + DHW
[8 empty] | fuels related to |  |  | gross | 0% | calorific value
[28 empty] | Total |  | per m²
|  |  | Net heat need |  |  |  |  | 0 |  | 0 |  | 0 |  | 0 |  | 0 |  | 0 |  | 0 |  | 0 |  | 0 |  | 0 |  | 0 |  | 0
|  |  | Produced heat |  |  |  |  | 0 |  | 0 |  | 0 |  | 0 |  | 0 |  | 0 |  | 0 |  | 0 |  | 0 |  | 0 |  | 0 |  | 0
|  |  | Gas |  |  |  | 1 | 0 |  | 0 |  | 0 |  | 0 |  | 0 |  | 0 |  | 0 |  | 0 |  | 0 |  | 0 |  | 0 |  | 0
|  |  | Oil |  |  |  | 1 | 0 |  | 0 |  | 0 |  | 0 |  | 0 |  | 0 |  | 0 |  | 0 |  | 0 |  | 0 |  | 0 |  | 0
|  |  | Coal |  |  |  | 1 | 0 |  | 0 |  | 0 |  | 0 |  | 0 |  | 0 |  | 0 |  | 0 |  | 0 |  | 0 |  | 0 |  | 0
|  |  | Bio |  |  |  | 1 | 0 |  | 0 |  | 0 |  | 0 |  | 0 |  | 0 |  | 0 |  | 0 |  | 0 |  | 0 |  | 0 |  | 0
|  |  | DH |  |  |  |  | 0 |  | 0 |  | 0 |  | 0 |  | 0 |  | 0 |  | 0 |  | 0 |  | 0 |  | 0 |  | 0 |  | 0
|  |  | El |  |  |  |  | 0 |  | 0 |  | 0 |  | 0 |  | 0 |  | 0 |  | 0 |  | 0 |  | 0 |  | 0 |  | 0 |  | 0
|  |  | Other / not specified |  |  |  |  | 0 |  | 0 |  | 0 |  | 0 |  | 0 |  | 0 |  | 0 |  | 0 |  | 0 |  | 0 |  | 0 |  | 0
|  |  | Sum final energy |  |  |  |  | 0 |  | 0 |  | 0 |  | 0 |  | 0 |  | 0 |  | 0 |  | 0 |  | 0 |  | 0 |  | 0 |  | 0
|  |  | per m² |  |  |  |  | 0 |  | 0 |  | 0 |  | 0 |  | 0 |  | 0 |  | 0 |  | 0 |  | 0 |  | 0
|  |  | CHP electr. production |  |  |  |  | 0 |  | 0 |  | 0 |  | 0 |  | 0 |  | 0 |  | 0 |  | 0 |  | 0 |  | 0 |  | 0 |  | 0
| Version: |  | 2016-01-21
| TABULA Average Buildings | [29 empty] | EPISCOPE Monitoring Indicators
[5 empty] | Building Stock |  |  |  | GB | National |  |  | English Housing | [15 empty] | Year | 2012
[5 empty] | Details |  |  |  | Main English building type and age merged into smaller type and age band to give 9 average building types, bre model | English Housing | English Housing | English Housing | English Housing | English Housing | English Housing | English Housing | English Housing | English Housing | English Housing | English Housing | English Housing | English Housing | English Housing | English Housing | English Housing | English Housing | English Housing | English Housing | English Housing | English Housing | English Housing
Annotations to this sheet
[10 empty] | 1 |  | 2 |  | 3 |  | 4 |  | 5 |  | 6 |  | 7 |  | 8 |  | 9 |  | 10
|  |  | Building type / label | [6 empty] | TH.01 |  | TH.02-03 |  | TH.04-08 |  | SFH.01 |  | SFH.02-03 |  | SFH.04-08 |  | AB.01 |  | AB.02-03 |  | AB.04-08
Building size category
Construction time band
|  | General Data | [5 empty] | Total
|  |  | Number of buildings |  |  |  |  | 17428.4387 | 0 | 2770.7487 | 0 | 5600.985 | 0 | 4019.5756 | 0 | 522.2579 | 0 | 1305.3536 | 0 | 2861.944 | 0 | 135.0033 | 0 | 75.5542 | 0 | 137.0164 | 0 | 0 | 0 | 10^3
|  |  | Number of dwellings |  |  |  |  | 22720 | 0 | 2970 | 0 | 5800 | 0 | 4270 | 0 | 570 | 0 | 1430 | 0 | 3070 | 0 | 930 | 0 | 1120 | 0 | 2560 | 0 | 0 | 0 | 10^3
|  |  | Floor area national | [6 empty] | 305 | 0 | 511 | 0 | 344 | 0 | 113 | 0 | 195 | 0 | 413 | 0 | 67 | 0 | 67 | 0 | 148 | 0 | 0 | 0 | 10^6 m²
|  |  | Floor area TABULA |  |  |  |  | 2163 | 0 | 305 | 0 | 511 | 0 | 344 | 0 | 113 | 0 | 195 | 0 | 413 | 0 | 67 | 0 | 67 | 0 | 148 | 0 | 0 | 0 | 10^6 m²
Building Insulation
Original state / not refurbished fraction of the envelope area
U-values of the original state
|  |  |  | Roof | [5 empty] | 0.88434 |  | 0.64199 |  | 0.5191 |  | 0.88434 |  | 0.64199 |  | 0.5191 |  | 0.3243 |  | 0.3243 |  | 0.18658 |  | 0 |  | W/(m²K)
|  |  |  | Wall | [5 empty] | 1.9319 |  | 1.7655 |  | 0.9274 |  | 1.9319 |  | 1.7655 |  | 0.9274 |  | 1.9319 |  | 1.7655 |  | 0.9274 |  | 0 |  | W/(m²K)
|  |  |  | Window | [5 empty] | 4.0588 |  | 3.5878 |  | 3.7433 |  | 4.1285 |  | 3.62 |  | 3.8888 |  | 4.2229 |  | 3.7133 |  | 4.2497 |  | 0 |  | W/(m²K)
|  |  |  | Floor | [5 empty] | 0.59 |  | 0.59 |  | 0.59 |  | 0.72 |  | 0.72 |  | 0.72 |  | 0.45 |  | 0.45 |  | 0.45 |  | 0 |  | W/(m²K)
Refubishments (averages)
Refurbished fraction of envelope areas
|  |  |  | Roof | [5 empty] | 42% |  | 55% |  | 56% |  | 52% |  | 56% |  | 60% |  | 7% |  | 13% |  | 19% |  | 0%
|  |  |  | Wall | [5 empty] | 11% |  | 52% |  | 54% |  | 17% |  | 55% |  | 57% |  | 7% |  | 40% |  | 46% |  | 0%
|  |  |  | Window | [5 empty] | 62.11% |  | 76.22% |  | 74.42% |  | 56.62% |  | 75.32% |  | 80.83% |  | 48.14% |  | 85.67% |  | 90.89% |  | 0%
|  |  |  | Floor | [5 empty] | 0% |  | 0% |  | 0% |  | 0% |  | 0% |  | 0% |  | 0% |  | 0% |  | 0% |  | 0%
|  |  |  | Total (indicative) | [5 empty] | 22.54% |  | 42.82% |  | 42.85% |  | 26.28% |  | 43.23% |  | 45.96% |  | 10.78% |  | 41.49% |  | 47.57% |  | 0%
U-values of the refurbished fraction (averages)
|  |  |  | Roof | [5 empty] | 0.16424 |  | 0.15348 |  | 0.14526 |  | 0.16424 |  | 0.15348 |  | 0.14526 |  | 0.12435 |  | 0.12435 |  | 0.096922 |  | 0 |  | W/(m²K)
|  |  |  | Wall | [5 empty] | 0.73796 |  | 0.4689 |  | 0.3138 |  | 0.73796 |  | 0.4689 |  | 0.3138 |  | 0.73796 |  | 0.4689 |  | 0.3138 |  | 0 |  | W/(m²K)
|  |  |  | Window | [5 empty] | 2.5844 |  | 2.5844 |  | 2.5844 |  | 2.5844 |  | 2.5844 |  | 2.5844 |  | 2.5844 |  | 2.5844 |  | 2.5844 |  | 0 |  | W/(m²K)
|  |  |  | Floor | [5 empty] | 0 |  | 0 |  | 0 |  | 0 |  | 0 |  | 0 |  | 0 |  | 0 |  | 0 |  | 0 |  | W/(m²K)
Main Heat Supply Systems
Ventilation Systems with Heat Recovery
|  |  |  | Occurances | [5 empty] | 0% | 0% | 0% | 0% | 0% | 0% | 0% | 0% | 0% | 0% | 0% | 0% | 0% | 0% | 0% | 0% | 0% | 0% | 0% | 0%
Heating Systems
Occurances or Fractions of Produced Heat
|  |  | 1 | Gas |  | B_C |  |  | C | 90% | 0% | 100% | 0% | 90% | 0% | 50% | 0% | 90% | 0% | 90% | 0% | 80% | 0% | 85% | 0% | 60% | 0% |  | 0%
|  |  | 2 | El |  | E_Storage |  |  | D | 10% | 0% | 0% | 0% | 10% | 0% | 10% | 0% | 0% | 0% | 0% | 0% | 20% | 0% | 15% | 0% | 40% | 0% |  | 0%
|  |  | 3 | Oil |  | B_C |  |  | C | 0% | 0% | 0% | 0% | 0% | 0% | 40% | 0% | 10% | 0% | 10% | 0% | 0% | 0% | 0% | 0% | 0% | 0% |  | 0%
|  |  | 4 | [7 empty] | 0% |  | 0% |  | 0% |  | 0% |  | 0% |  | 0% |  | 0% |  | 0% |  | 0% |  | 0%
|  |  | 5 | [7 empty] | 0% |  | 0% |  | 0% |  | 0% |  | 0% |  | 0% |  | 0% |  | 0% |  | 0% |  | 0%
|  |  | 6 | [7 empty] | 0% |  | 0% |  | 0% |  | 0% |  | 0% |  | 0% |  | 0% |  | 0% |  | 0% |  | 0%
|  |  | 7 | [7 empty] | 0% |  | 0% |  | 0% |  | 0% |  | 0% |  | 0% |  | 0% |  | 0% |  | 0% |  | 0%
|  |  | 8 | [7 empty] | 0% |  | 0% |  | 0% |  | 0% |  | 0% |  | 0% |  | 0% |  | 0% |  | 0% |  | 0%
|  |  | 9 | [7 empty] | 0% |  | 0% |  | 0% |  | 0% |  | 0% |  | 0% |  | 0% |  | 0% |  | 0% |  | 0%
|  |  | 10 | [7 empty] | 0% |  | 0% |  | 0% |  | 0% |  | 0% |  | 0% |  | 0% |  | 0% |  | 0% |  | 0%
|  |  | 11 | [7 empty] | 0% |  | 0% |  | 0% |  | 0% |  | 0% |  | 0% |  | 0% |  | 0% |  | 0% |  | 0%
|  |  | 12 | [7 empty] | 0% |  | 0% |  | 0% |  | 0% |  | 0% |  | 0% |  | 0% |  | 0% |  | 0% |  | 0%
|  |  | 13 | [7 empty] | 0% |  | 0% |  | 0% |  | 0% |  | 0% |  | 0% |  | 0% |  | 0% |  | 0% |  | 0%
|  |  | 14 | [7 empty] | 0% |  | 0% |  | 0% |  | 0% |  | 0% |  | 0% |  | 0% |  | 0% |  | 0% |  | 0%
|  |  | 15 | [7 empty] | 0% |  | 0% |  | 0% |  | 0% |  | 0% |  | 0% |  | 0% |  | 0% |  | 0% |  | 0%
|  |  | 16 | [7 empty] | 0% |  | 0% |  | 0% |  | 0% |  | 0% |  | 0% |  | 0% |  | 0% |  | 0% |  | 0%
|  |  | 17 | [7 empty] | 0% |  | 0% |  | 0% |  | 0% |  | 0% |  | 0% |  | 0% |  | 0% |  | 0% |  | 0%
|  |  | 18 | [7 empty] | 0% |  | 0% |  | 0% |  | 0% |  | 0% |  | 0% |  | 0% |  | 0% |  | 0% |  | 0%
|  |  | 19 | [7 empty] | 0% |  | 0% |  | 0% |  | 0% |  | 0% |  | 0% |  | 0% |  | 0% |  | 0% |  | 0%
|  |  | 20 | [7 empty] | 0% |  | 0% |  | 0% |  | 0% |  | 0% |  | 0% |  | 0% |  | 0% |  | 0% |  | 0%
|  |  |  | Sum | [5 empty] | 100% | 0% | 100% | 0% | 100% | 0% | 100% | 0% | 100% | 0% | 100% | 0% | 100% | 0% | 100% | 0% | 100% | 0% |  | 0%
[5 empty] | thereof |  | central |  |  | 90% | 0% | 100% | 0% | 90% | 0% | 90% | 0% | 100% | 0% | 100% | 0% | 80% | 0% | 85% | 0% | 60% | 0% | 0% | 0%
[7 empty] | decentral |  |  | 10% | 0% | 0% | 0% | 10% | 0% | 10% | 0% | 0% | 0% | 0% | 0% | 20% | 0% | 15% | 0% | 40% | 0% | 0% | 0%
|  |  |  | Other Systems | [5 empty] | 0% | 0% | 0% | 0% | 0% | 0% | 0% | 0% | 0% | 0% | 0% | 0% | 0% | 0% | 0% | 0% | 0% | 0% |  | 0%
DHW Systems
Occurances or Fractions of Produced Heat
|  |  | 1 | Gas |  | B_C |  |  | C | 90% | 0% | 95% | 0% | 90% | 0% | 50% | 0% | 80% | 0% | 80% | 0% | 80% | 0% | 90% | 0% | 60% | 0% |  | 0%
|  |  | 2 | El |  | E_Immersion |  |  | C | 10% | 0% | 4% | 0% | 10% | 0% | 10% | 0% | 10% | 0% | 0% | 0% | 20% | 0% | 10% | 0% | 40% | 0% |  | 0%
|  |  | 3 | Oil |  | B_C |  |  | C | 0% | 0% | 1% | 0% | 0% | 0% | 40% | 0% | 10% | 0% | 10% | 0% | 0% | 0% | 0% | 0% | 0% | 0% |  | 0%
|  |  | 4 | [7 empty] | 0% |  | 0% |  | 0% |  | 0% |  | 0% |  | 0% |  | 0% |  | 0% |  | 0% |  | 0%
|  |  | 5 | [7 empty] | 0% |  | 0% |  | 0% |  | 0% |  | 0% |  | 0% |  | 0% |  | 0% |  | 0% |  | 0%
|  |  | 6 | [7 empty] | 0% |  | 0% |  | 0% |  | 0% |  | 0% |  | 0% |  | 0% |  | 0% |  | 0% |  | 0%
|  |  | 7 | [7 empty] | 0% |  | 0% |  | 0% |  | 0% |  | 0% |  | 0% |  | 0% |  | 0% |  | 0% |  | 0%
|  |  | 8 | [7 empty] | 0% |  | 0% |  | 0% |  | 0% |  | 0% |  | 0% |  | 0% |  | 0% |  | 0% |  | 0%
|  |  | 9 | [7 empty] | 0% |  | 0% |  | 0% |  | 0% |  | 0% |  | 0% |  | 0% |  | 0% |  | 0% |  | 0%
|  |  | 10 | [7 empty] | 0% |  | 0% |  | 0% |  | 0% |  | 0% |  | 0% |  | 0% |  | 0% |  | 0% |  | 0%
|  |  | 11 | [7 empty] | 0% |  | 0% |  | 0% |  | 0% |  | 0% |  | 0% |  | 0% |  | 0% |  | 0% |  | 0%
|  |  | 12 | [7 empty] | 0% |  | 0% |  | 0% |  | 0% |  | 0% |  | 0% |  | 0% |  | 0% |  | 0% |  | 0%
|  |  | 13 | [7 empty] | 0% |  | 0% |  | 0% |  | 0% |  | 0% |  | 0% |  | 0% |  | 0% |  | 0% |  | 0%
|  |  | 14 | [7 empty] | 0% |  | 0% |  | 0% |  | 0% |  | 0% |  | 0% |  | 0% |  | 0% |  | 0% |  | 0%
|  |  | 15 | [7 empty] | 0% |  | 0% |  | 0% |  | 0% |  | 0% |  | 0% |  | 0% |  | 0% |  | 0% |  | 0%
|  |  | 16 | [7 empty] | 0% |  | 0% |  | 0% |  | 0% |  | 0% |  | 0% |  | 0% |  | 0% |  | 0% |  | 0%
|  |  | 17 | [7 empty] | 0% |  | 0% |  | 0% |  | 0% |  | 0% |  | 0% |  | 0% |  | 0% |  | 0% |  | 0%
|  |  | 18 | [7 empty] | 0% |  | 0% |  | 0% |  | 0% |  | 0% |  | 0% |  | 0% |  | 0% |  | 0% |  | 0%
|  |  | 19 | [7 empty] | 0% |  | 0% |  | 0% |  | 0% |  | 0% |  | 0% |  | 0% |  | 0% |  | 0% |  | 0%
|  |  | 20 | [7 empty] | 0% |  | 0% |  | 0% |  | 0% |  | 0% |  | 0% |  | 0% |  | 0% |  | 0% |  | 0%
|  |  |  | Sum | [5 empty] | 100% | 0% | 100% | 0% | 100% | 0% | 100% | 0% | 100% | 0% | 90% | 0% | 100% | 0% | 100% | 0% | 100% | 0% |  | 0%
[5 empty] | thereof |  | central |  |  | 100% | 0% | 100% | 0% | 100% | 0% | 100% | 0% | 100% | 0% | 90% | 0% | 100% | 0% | 100% | 0% | 100% | 0% | 0% | 0%
[7 empty] | decentral |  |  | 0% | 0% | 0% | 0% | 0% | 0% | 0% | 0% | 0% | 0% | 0% | 0% | 0% | 0% | 0% | 0% | 0% | 0% | 0% | 0%
|  |  |  | Other Systems | [5 empty] | 0% | 0% | 0% | 0% | 0% | 0% | 0% | 0% | 0% | 0% | 10% | 0% | 0% | 0% | 0% | 0% | 0% | 0% |  | 0%
|  | Energy Balance | [16 empty] | All energy quantities in | GWh/a |  |  |  | Heating + DHW
bre model of English housing
[8 empty] | fuels related to |  |  | gross | 0% | calorific value
[28 empty] | Total |  | per m²
|  |  | Net heat need |  |  |  |  | 59100 |  | 86200 |  | 47100 |  | 22700 |  | 33100 |  | 53500 |  | 13100 |  | 10900 |  | 16900 |  | 0 |  | 342600 |  | 158.3911
|  |  | Produced heat |  |  |  |  | 80700 |  | 116600 |  | 61700 |  | 31700 |  | 45900 |  | 72900 |  | 16000 |  | 13300 |  | 19000 |  | 0 |  | 457800 |  | 211.6505
|  |  | Gas |  |  |  | 1 | 71100 |  | 111000 |  | 57500 |  | 15800 |  | 39200 |  | 63400 |  | 12200 |  | 11100 |  | 12400 |  | 0 |  | 393700 |  | 182.0157
|  |  | Oil |  |  |  | 1 | 4100 |  | 1500 |  | 500 |  | 12200 |  | 3800 |  | 7400 |  | 100 |  | 36 |  | 50 |  | 0 |  | 29686 |  | 13.7245
|  |  | Coal |  |  |  | 1 | 0 |  | 0 |  | 0 |  | 0 |  | 0 |  | 0 |  | 0 |  | 0 |  | 0 |  | 0 |  | 0 |  | 0
|  |  | Bio |  |  |  | 1 | 0 |  | 0 |  | 0 |  | 0 |  | 0 |  | 0 |  | 0 |  | 0 |  | 0 |  | 0 |  | 0 |  | 0
|  |  | DH |  |  |  |  | 0 |  | 0 |  | 0 |  | 0 |  | 0 |  | 0 |  | 0 |  | 0 |  | 0 |  | 0 |  | 0 |  | 0
|  |  | El |  |  |  |  | 3300 |  | 2200 |  | 3300 |  | 1500 |  | 1400 |  | 1200 |  | 3000 |  | 1400 |  | 5400 |  | 0 |  | 22700 |  | 10.4947
|  |  | Other / not specified |  |  |  |  | 0 |  | 0 |  | 0 |  | 0 |  | 0 |  | 0 |  | 0 |  | 0 |  | 0 |  | 0 |  | 0 |  | 0
|  |  | Sum final energy |  |  |  |  | 78500 |  | 114700 |  | 61300 |  | 29500 |  | 44400 |  | 72000 |  | 15300 |  | 12536 |  | 17850 |  | 0 |  | 446086 |  | 206.2349
|  |  | per m² |  |  |  |  | 257.377 |  | 224.4618 |  | 178.1977 |  | 261.0619 |  | 227.6923 |  | 174.3341 |  | 228.3582 |  | 187.1045 |  | 120.6081
|  |  | CHP electr. production |  |  |  |  | 0 |  | 0 |  | 0 |  | 0 |  | 0 |  | 0 |  | 0 |  | 0 |  | 0 |  | 0 |  | 0 |  | 0
| Version: |  | 2016-01-21
| TABULA Average Buildings | [29 empty] | EPISCOPE Monitoring Indicators
[5 empty] | Building Stock |  |  |  | GR | National |  |  | Greek residential building stock | [15 empty] | Year | 2015
[5 empty] | Details |  |  |  | NOA model of the Greek residential building stock | Greek residential building stock | Greek residential building stock | Greek residential building stock | Greek residential building stock | Greek residential building stock | Greek residential building stock | Greek residential building stock | Greek residential building stock | Greek residential building stock | Greek residential building stock | Greek residential building stock | Greek residential building stock | Greek residential building stock | Greek residential building stock | Greek residential building stock | Greek residential building stock | Greek residential building stock | Greek residential building stock | Greek residential building stock | Greek residential building stock | Greek residential building stock | Greek residential building stock
Annotations to this sheet
[10 empty] | 1 |  | 2 |  | 3 |  | 4 |  | 5 |  | 6 |  | 7 |  | 8 |  | 9 |  | 10
|  |  | Building type / label | [6 empty] | SFH.01.Gen |  | SFH.02-03.Gen |  | SFH.04.Gen |  | MFH.01.Gen |  | MFH.02-03.Gen |  | MFH.04.Gen
Building size category
Construction time band
|  | General Data | [5 empty] | Total
|  |  | Number of buildings |  |  |  |  | 1151320.6525 | 0 | 546950.2132 | 0 | 461105.8177 | 0 | 255.7262 | 0 | 38469.1331 | 0 | 104400.1899 | 0 | 139.5724 | 0 | 0 | 0 | 0 | 0 | 0 | 0 | 0 | 0 | 10^0
|  |  | Number of dwellings |  |  |  |  | 5079.656 | 0 | 1572.664 | 0 | 922.003 | 0 | 0 | 0 | 1147.799 | 0 | 1437.19 | 0 | 0 | 0 | 0 | 0 | 0 | 0 | 0 | 0 | 0 | 0 | 10^3
|  |  | Floor area national | [6 empty] | 133.6765 | 0 | 123.3516 | 0 | 0.072289 | 0 | 74.6069 | 0 | 154.4263 | 0 | 0.1653 | 0 | 0 | 0 | 0 | 0 | 0 | 0 | 0 | 0 | 10^6 m²
|  |  | Floor area TABULA |  |  |  |  | 308.8264 | 0 | 79.5375 | 0 | 73.3942 | 0 | 0.043011 | 0 | 50.7327 | 0 | 105.0099 | 0 | 0.1091 | 0 | 0 | 0 | 0 | 0 | 0 | 0 | 0 | 0 | 10^6 m²
Building Insulation
Original state / not refurbished fraction of the envelope area
U-values of the original state
|  |  |  | Roof | [5 empty] | 2.81 |  | 0.99 |  | 0.45 |  | 2.86 |  | 0.99 |  | 0.49 |  | 0 |  | 0 |  | 0 |  | 0 |  | W/(m²K)
|  |  |  | Wall | [5 empty] | 2.11 |  | 0.97 |  | 0.51 |  | 2.06 |  | 0.93 |  | 0.55 |  | 0 |  | 0 |  | 0 |  | 0 |  | W/(m²K)
|  |  |  | Window | [5 empty] | 4.74 |  | 3.95 |  | 2.99 |  | 5 |  | 4.13 |  | 2.98 |  | 0 |  | 0 |  | 0 |  | 0 |  | W/(m²K)
|  |  |  | Floor | [5 empty] | 2.99 |  | 2.26 |  | 0.87 |  | 3.05 |  | 1.75 |  | 0.59 |  | 0 |  | 0 |  | 0 |  | 0 |  | W/(m²K)
Refubishments (averages)
Refurbished fraction of envelope areas
|  |  |  | Roof | [5 empty] | 0% |  | 0% |  | 0% |  | 0% |  | 0% |  | 0% |  | 0% |  | 0% |  | 0% |  | 0%
|  |  |  | Wall | [5 empty] | 0% |  | 0% |  | 0% |  | 0% |  | 0% |  | 0% |  | 0% |  | 0% |  | 0% |  | 0%
|  |  |  | Window | [5 empty] | 0% |  | 0% |  | 0% |  | 0% |  | 0% |  | 0% |  | 0% |  | 0% |  | 0% |  | 0%
|  |  |  | Floor | [5 empty] | 0% |  | 0% |  | 0% |  | 0% |  | 0% |  | 0% |  | 0% |  | 0% |  | 0% |  | 0%
|  |  |  | Total (indicative) | [5 empty] | 0% |  | 0% |  | 0% |  | 0% |  | 0% |  | 0% |  | 0% |  | 0% |  | 0% |  | 0%
U-values of the refurbished fraction (averages)
|  |  |  | Roof | [5 empty] | 0 |  | 0 |  | 0 |  | 0 |  | 0 |  | 0 |  | 0 |  | 0 |  | 0 |  | 0 |  | W/(m²K)
|  |  |  | Wall | [5 empty] | 0 |  | 0 |  | 0 |  | 0 |  | 0 |  | 0 |  | 0 |  | 0 |  | 0 |  | 0 |  | W/(m²K)
|  |  |  | Window | [5 empty] | 0 |  | 0 |  | 0 |  | 0 |  | 0 |  | 0 |  | 0 |  | 0 |  | 0 |  | 0 |  | W/(m²K)
|  |  |  | Floor | [5 empty] | 0 |  | 0 |  | 0 |  | 0 |  | 0 |  | 0 |  | 0 |  | 0 |  | 0 |  | 0 |  | W/(m²K)
Main Heat Supply Systems
Ventilation Systems with Heat Recovery
|  |  |  | Occurances | [5 empty] | 0% | 0% | 0% | 0% | 0% | 0% | 0% | 0% | 0% | 0% | 0% | 0% | 0% | 0% | 0% | 0% | 0% | 0% | 0% | 0%
Heating Systems
Occurances or Fractions of Produced Heat
|  |  | 1 | Oil |  | B |  |  | C | 48.6% | 0% | 70% | 0% | 38.2% | 0% | 63.51% | 0% | 72.94% | 0% | 35.6% | 0% |  | 0% |  | 0% |  | 0% |  | 0%
|  |  | 2 | Gas |  | B |  |  | C | 1.9% | 0% | 0.6% | 0% | 23.5% | 0% | 15.57% | 0% | 11.44% | 0% | 28.9% | 0% |  | 0% |  | 0% |  | 0% |  | 0%
|  |  | 3 | El |  | HP |  |  | D | 4.8% | 0% | 4.5% | 0% | 38.3% | 0% | 7.423% | 0% | 4.045% | 0% | 35.5% | 0% |  | 0% |  | 0% |  | 0% |  | 0%
|  |  | 4 | DH |  | TS |  |  | C | 0.6% | 0% | 0% | 0% | 0% | 0% | 0.8247% | 0% | 1.395% | 0% | 0% | 0% |  | 0% |  | 0% |  | 0% |  | 0%
|  |  | 5 | El |  | E |  |  | D | 7.8% | 0% | 3.4% | 0% | 0% | 0% | 8.557% | 0% | 5.718% | 0% | 0% | 0% |  | 0% |  | 0% |  | 0% |  | 0%
|  |  | 6 | Oil |  | Stove |  |  | D | 12.9% | 0% | 5.1% | 0% | 0% | 0% | 1.753% | 0% | 0.6974% | 0% | 0% | 0% |  | 0% |  | 0% |  | 0% |  | 0%
|  |  | 7 | Bio_FW |  | OpenFire |  |  | D | 23.4% | 0% | 16.4% | 0% | 0% | 0% | 2.371% | 0% | 3.766% | 0% | 0% | 0% |  | 0% |  | 0% |  | 0% |  | 0%
|  |  | 8 | [7 empty] | 0% |  | 0% |  | 0% |  | 0% |  | 0% |  | 0% |  | 0% |  | 0% |  | 0% |  | 0%
|  |  | 9 | [7 empty] | 0% |  | 0% |  | 0% |  | 0% |  | 0% |  | 0% |  | 0% |  | 0% |  | 0% |  | 0%
|  |  | 10 | [7 empty] | 0% |  | 0% |  | 0% |  | 0% |  | 0% |  | 0% |  | 0% |  | 0% |  | 0% |  | 0%
|  |  | 11 | [7 empty] | 0% |  | 0% |  | 0% |  | 0% |  | 0% |  | 0% |  | 0% |  | 0% |  | 0% |  | 0%
|  |  | 12 | [7 empty] | 0% |  | 0% |  | 0% |  | 0% |  | 0% |  | 0% |  | 0% |  | 0% |  | 0% |  | 0%
|  |  | 13 | [7 empty] | 0% |  | 0% |  | 0% |  | 0% |  | 0% |  | 0% |  | 0% |  | 0% |  | 0% |  | 0%
|  |  | 14 | [7 empty] | 0% |  | 0% |  | 0% |  | 0% |  | 0% |  | 0% |  | 0% |  | 0% |  | 0% |  | 0%
|  |  | 15 | [7 empty] | 0% |  | 0% |  | 0% |  | 0% |  | 0% |  | 0% |  | 0% |  | 0% |  | 0% |  | 0%
|  |  | 16 | [7 empty] | 0% |  | 0% |  | 0% |  | 0% |  | 0% |  | 0% |  | 0% |  | 0% |  | 0% |  | 0%
|  |  | 17 | [7 empty] | 0% |  | 0% |  | 0% |  | 0% |  | 0% |  | 0% |  | 0% |  | 0% |  | 0% |  | 0%
|  |  | 18 | [7 empty] | 0% |  | 0% |  | 0% |  | 0% |  | 0% |  | 0% |  | 0% |  | 0% |  | 0% |  | 0%
|  |  | 19 | [7 empty] | 0% |  | 0% |  | 0% |  | 0% |  | 0% |  | 0% |  | 0% |  | 0% |  | 0% |  | 0%
|  |  | 20 | [7 empty] | 0% |  | 0% |  | 0% |  | 0% |  | 0% |  | 0% |  | 0% |  | 0% |  | 0% |  | 0%
|  |  |  | Sum | [5 empty] | 100% | 0% | 100% | 0% | 100% | 0% | 100% | 0% | 100% | 0% | 100% | 0% |  | 0% |  | 0% |  | 0% |  | 0%
[5 empty] | thereof |  | central |  |  | 51.1% | 0% | 70.6% | 0% | 61.7% | 0% | 79.9% | 0% | 85.77% | 0% | 64.5% | 0% | 0% | 0% | 0% | 0% | 0% | 0% | 0% | 0%
[7 empty] | decentral |  |  | 48.9% | 0% | 29.4% | 0% | 38.3% | 0% | 20.1% | 0% | 14.23% | 0% | 35.5% | 0% | 0% | 0% | 0% | 0% | 0% | 0% | 0% | 0%
|  |  |  | Other Systems | [5 empty] | 0% | 0% | 0% | 0% | 0% | 0% | 0% | 0% | 0% | 0% | 0% | 0% |  | 0% |  | 0% |  | 0% |  | 0%
DHW Systems
Occurances or Fractions of Produced Heat
|  |  | 1 | El |  | E |  |  | D | 69.01% | 0% | 56.84% | 0% | 19.98% | 0% | 80.42% | 0% | 64.9% | 0% | 19.98% | 0% |  | 0% |  | 0% |  | 0% |  | 0%
|  |  | 2 | Oil |  | B |  |  | C | 13.83% | 0% | 19.75% | 0% | 9.99% | 0% | 6.75% | 0% | 13.33% | 0% | 9.99% | 0% |  | 0% |  | 0% |  | 0% |  | 0%
|  |  | 3 | Gas |  | B |  |  | C | 0.92% | 0% | 0.13% | 0% | 9.99% | 0% | 3.14% | 0% | 3.13% | 0% | 9.99% | 0% |  | 0% |  | 0% |  | 0% |  | 0%
|  |  | 4 | - |  | Solar |  |  | D | 16.24% | 0% | 23.28% | 0% | 60% | 0% | 9.7% | 0% | 18.64% | 0% | 60% | 0% |  | 0% |  | 0% |  | 0% |  | 0%
|  |  | 5 | [7 empty] | 0% |  | 0% |  | 0% |  | 0% |  | 0% |  | 0% |  | 0% |  | 0% |  | 0% |  | 0%
|  |  | 6 | [7 empty] | 0% |  | 0% |  | 0% |  | 0% |  | 0% |  | 0% |  | 0% |  | 0% |  | 0% |  | 0%
|  |  | 7 | [7 empty] | 0% |  | 0% |  | 0% |  | 0% |  | 0% |  | 0% |  | 0% |  | 0% |  | 0% |  | 0%
|  |  | 8 | [7 empty] | 0% |  | 0% |  | 0% |  | 0% |  | 0% |  | 0% |  | 0% |  | 0% |  | 0% |  | 0%
|  |  | 9 | [7 empty] | 0% |  | 0% |  | 0% |  | 0% |  | 0% |  | 0% |  | 0% |  | 0% |  | 0% |  | 0%
|  |  | 10 | [7 empty] | 0% |  | 0% |  | 0% |  | 0% |  | 0% |  | 0% |  | 0% |  | 0% |  | 0% |  | 0%
|  |  | 11 | [7 empty] | 0% |  | 0% |  | 0% |  | 0% |  | 0% |  | 0% |  | 0% |  | 0% |  | 0% |  | 0%
|  |  | 12 | [7 empty] | 0% |  | 0% |  | 0% |  | 0% |  | 0% |  | 0% |  | 0% |  | 0% |  | 0% |  | 0%
|  |  | 13 | [7 empty] | 0% |  | 0% |  | 0% |  | 0% |  | 0% |  | 0% |  | 0% |  | 0% |  | 0% |  | 0%
|  |  | 14 | [7 empty] | 0% |  | 0% |  | 0% |  | 0% |  | 0% |  | 0% |  | 0% |  | 0% |  | 0% |  | 0%
|  |  | 15 | [7 empty] | 0% |  | 0% |  | 0% |  | 0% |  | 0% |  | 0% |  | 0% |  | 0% |  | 0% |  | 0%
|  |  | 16 | [7 empty] | 0% |  | 0% |  | 0% |  | 0% |  | 0% |  | 0% |  | 0% |  | 0% |  | 0% |  | 0%
|  |  | 17 | [7 empty] | 0% |  | 0% |  | 0% |  | 0% |  | 0% |  | 0% |  | 0% |  | 0% |  | 0% |  | 0%
|  |  | 18 | [7 empty] | 0% |  | 0% |  | 0% |  | 0% |  | 0% |  | 0% |  | 0% |  | 0% |  | 0% |  | 0%
|  |  | 19 | [7 empty] | 0% |  | 0% |  | 0% |  | 0% |  | 0% |  | 0% |  | 0% |  | 0% |  | 0% |  | 0%
|  |  | 20 | [7 empty] | 0% |  | 0% |  | 0% |  | 0% |  | 0% |  | 0% |  | 0% |  | 0% |  | 0% |  | 0%
|  |  |  | Sum | [5 empty] | 100% | 0% | 100% | 0% | 99.96% | 0% | 100% | 0% | 100% | 0% | 99.96% | 0% |  | 0% |  | 0% |  | 0% |  | 0%
[5 empty] | thereof |  | central |  |  | 14.75% | 0% | 19.88% | 0% | 19.98% | 0% | 9.89% | 0% | 16.46% | 0% | 19.98% | 0% | 0% | 0% | 0% | 0% | 0% | 0% | 0% | 0%
[7 empty] | decentral |  |  | 85.25% | 0% | 80.12% | 0% | 79.98% | 0% | 90.12% | 0% | 83.54% | 0% | 79.98% | 0% | 0% | 0% | 0% | 0% | 0% | 0% | 0% | 0%
|  |  |  | Other Systems | [5 empty] | 0% | 0% | 0% | 0% | 0.04% | 0% | -0.01% | 0% | 0% | 0% | 0.04% | 0% |  | 0% |  | 0% |  | 0% |  | 0%
|  | Energy Balance | [16 empty] | All energy quantities in | GWh/a |  |  |  | Heating + DHW
[8 empty] | fuels related to |  |  | gross | 0% | calorific value
[28 empty] | Total |  | per m²
|  |  | Net heat need |  |  |  |  | 15820.0088 |  | 8352.2614 |  | 2.6193 |  | 5758.1624 |  | 7875.7415 |  | 4.4403 |  | 0 |  | 0 |  | 0 |  | 0 |  | 37813.2337 |  | 122.4417
|  |  | Produced heat |  |  |  |  | 16045.2893 |  | 8109.3703 |  | 2.274 |  | 7107.0476 |  | 7952.8181 |  | 2.7076 |  | 0 |  | 0 |  | 0 |  | 0 |  | 39219.5068 |  | 126.9953
|  |  | Gas |  |  |  | 1 | 468.4918 |  | 60.5355 |  | 0.57529 |  | 1202.6694 |  | 943.223 |  | 0.84551 |  | 0 |  | 0 |  | 0 |  | 0 |  | 2676.3405 |  | 8.6662
|  |  | Oil |  |  |  | 1 | 15163.4426 |  | 7739.1996 |  | 0.84321 |  | 6064.5429 |  | 6392.9586 |  | 0.97436 |  | 0 |  | 0 |  | 0 |  | 0 |  | 35361.9612 |  | 114.5043
|  |  | Coal |  |  |  | 1 | 0 |  | 0 |  | 0 |  | 0 |  | 0 |  | 0 |  | 0 |  | 0 |  | 0 |  | 0 |  | 0 |  | 0
|  |  | Bio |  |  |  | 1 | 20809.8256 |  | 6972.8319 |  | 0 |  | 657.6476 |  | 1206.4713 |  | 0 |  | 0 |  | 0 |  | 0 |  | 0 |  | 29646.7764 |  | 95.9982
|  |  | DH |  |  |  |  | 1071.2747 |  | 416.1452 |  | 0.66551 |  | 518.9172 |  | 281.1687 |  | 0.53447 |  | 0 |  | 0 |  | 0 |  | 0 |  | 2288.7057 |  | 7.411
|  |  | El |  |  |  |  | 3475.1127 |  | 1352.4498 |  | 0.4031 |  | 1199.1505 |  | 1688.3959 |  | 0.58684 |  | 0 |  | 0 |  | 0 |  | 0 |  | 7716.0989 |  | 24.9852
|  |  | Other / not specified |  |  |  |  | 0 |  | 0 |  | 0 |  | 0 |  | 0 |  | 0 |  | 0 |  | 0 |  | 0 |  | 0 |  | 0 |  | 0
|  |  | Sum final energy |  |  |  |  | 40988.1474 |  | 16541.162 |  | 2.4871 |  | 9642.9275 |  | 10512.2176 |  | 2.9412 |  | 0 |  | 0 |  | 0 |  | 0 |  | 77689.8828 |  | 251.5649
|  |  | per m² |  |  |  |  | 515.3311 |  | 225.3742 |  | 57.8255 |  | 190.0732 |  | 100.1069 |  | 26.959
|  |  | CHP electr. production |  |  |  |  | 0 |  | 0 |  | 0 |  | 0 |  | 0 |  | 0 |  | 0 |  | 0 |  | 0 |  | 0 |  | 0 |  | 0
| Version: |  | 2016-01-21
| TABULA Average Buildings | [29 empty] | EPISCOPE Monitoring Indicators
[5 empty] | Building Stock |  |  |  | HU | Local |  |  | Local building stock of Budaörs, Hungary | [15 empty] | Year | 2015
[5 empty] | Details |  |  |  | national average buildings applied for the case study, BME model / based on a survey involving 2000 buildings in 2015 | Local building stock of Budaörs, Hungary | Local building stock of Budaörs, Hungary | Local building stock of Budaörs, Hungary | Local building stock of Budaörs, Hungary | Local building stock of Budaörs, Hungary | Local building stock of Budaörs, Hungary | Local building stock of Budaörs, Hungary | Local building stock of Budaörs, Hungary | Local building stock of Budaörs, Hungary | Local building stock of Budaörs, Hungary | Local building stock of Budaörs, Hungary | Local building stock of Budaörs, Hungary | Local building stock of Budaörs, Hungary | Local building stock of Budaörs, Hungary | Local building stock of Budaörs, Hungary | Local building stock of Budaörs, Hungary | Local building stock of Budaörs, Hungary | Local building stock of Budaörs, Hungary | Local building stock of Budaörs, Hungary | Local building stock of Budaörs, Hungary | Local building stock of Budaörs, Hungary | Local building stock of Budaörs, Hungary
Annotations to this sheet
[10 empty] | 1 |  | 2 |  | 3 |  | 4 |  | 5 |  | 6 |  | 7 |  | 8 |  | 9 |  | 10
|  |  | Building type / label | [6 empty] | SFH.01 |  | MFH.01 |  | AB.01 |  | SFH.02 |  | MFH.02
Building size category
Construction time band
|  | General Data | [5 empty] | Total
|  |  | Number of buildings |  |  |  |  | 9099.6516 | 0 | 5881.3712 | 0 | 0 | 0 | 35.7038 | 0 | 3129.9311 | 0 | 52.6455 | 0 | 0 | 0 | 0 | 0 | 0 | 0 | 0 | 0 | 0 | 0 | 10^0
|  |  | Number of dwellings |  |  |  |  | 12380 | 0 | 5881 | 0 | 0 | 0 | 2106 | 0 | 3130 | 0 | 1263 | 0 | 0 | 0 | 0 | 0 | 0 | 0 | 0 | 0 | 0 | 0 | 10^0
|  |  | Floor area national | [6 empty] | 594.489 | 0 | 0 | 0 | 139.47 | 0 | 490.961 | 0 | 85.899 | 0 | 0 | 0 | 0 | 0 | 0 | 0 | 0 | 0 | 0 | 0 | 10^3 m²
|  |  | Floor area TABULA |  |  |  |  | 1310.819 | 0 | 594.489 | 0 | 0 | 0 | 139.47 | 0 | 490.961 | 0 | 85.899 | 0 | 0 | 0 | 0 | 0 | 0 | 0 | 0 | 0 | 0 | 0 | 10^3 m²
Building Insulation
Original state / not refurbished fraction of the envelope area
U-values of the original state
|  |  |  | Roof | [5 empty] | 0.95 |  | 0.85 |  | 0.62 |  | 0.33569 |  | 0.30624 |  | 0 |  | 0 |  | 0 |  | 0 |  | 0 |  | W/(m²K)
|  |  |  | Wall | [5 empty] | 1.2 |  | 1.23 |  | 1.13 |  | 0.52 |  | 0.52 |  | 0 |  | 0 |  | 0 |  | 0 |  | 0 |  | W/(m²K)
|  |  |  | Window | [5 empty] | 2.86 |  | 2.59 |  | 2.81 |  | 1.78 |  | 1.76 |  | 0 |  | 0 |  | 0 |  | 0 |  | 0 |  | W/(m²K)
|  |  |  | Floor | [5 empty] | 1.0155 |  | 0.98712 |  | 1.0718 |  | 0.58941 |  | 0.53599 |  | 0 |  | 0 |  | 0 |  | 0 |  | 0 |  | W/(m²K)
Refubishments (averages)
Refurbished fraction of envelope areas
|  |  |  | Roof | [5 empty] | 9.2% |  | 3.6% |  | 14.1% |  | 5.67% |  | 0.8198% |  | 0% |  | 0% |  | 0% |  | 0% |  | 0%
|  |  |  | Wall | [5 empty] | 11.5% |  | 6.6% |  | 14.9% |  | 8.3% |  | 1.9% |  | 0% |  | 0% |  | 0% |  | 0% |  | 0%
|  |  |  | Window | [5 empty] | 19.7% |  | 20.8% |  | 33.5% |  | 6.8% |  | 2% |  | 0% |  | 0% |  | 0% |  | 0% |  | 0%
|  |  |  | Floor | [5 empty] | 0.5657% |  | 0.2847% |  | 6.94% |  | 0.1941% |  | 0.8504% |  | 0% |  | 0% |  | 0% |  | 0% |  | 0%
|  |  |  | Total (indicative) | [5 empty] | 8.066% |  | 6.492% |  | 16.92% |  | 5.315% |  | 1.465% |  | 0% |  | 0% |  | 0% |  | 0% |  | 0%
U-values of the refurbished fraction (averages)
|  |  |  | Roof | [5 empty] | 0.36329 |  | 0.34765 |  | 0.22282 |  | 0.24608 |  | 0.14973 |  | 0 |  | 0 |  | 0 |  | 0 |  | 0 |  | W/(m²K)
|  |  |  | Wall | [5 empty] | 0.51064 |  | 0.51599 |  | 0.34663 |  | 0.32808 |  | 0.32808 |  | 0 |  | 0 |  | 0 |  | 0 |  | 0 |  | W/(m²K)
|  |  |  | Window | [5 empty] | 1.55 |  | 1.55 |  | 1.76 |  | 1.18 |  | 1.18 |  | 0 |  | 0 |  | 0 |  | 0 |  | 0 |  | W/(m²K)
|  |  |  | Floor | [5 empty] | 0.61224 |  | 0.54247 |  | 0.58723 |  | 0.46904 |  | 0.35789 |  | 0 |  | 0 |  | 0 |  | 0 |  | 0 |  | W/(m²K)
Main Heat Supply Systems
Ventilation Systems with Heat Recovery
|  |  |  | Occurances | [5 empty] | 0% | 0% | 0% | 0% | 0% | 0% | 0% | 0% | 0% | 0% | 0% | 0% | 0% | 0% | 0% | 0% | 0% | 0% | 0% | 0%
Heating Systems
Occurances or Fractions of Produced Heat
|  |  | 1 | Gas |  | B_NC_CT |  |  | C | 20.7% | 0% |  | 0% | 8.6% | 0% | 35.3% | 0% | 29.8% | 0% |  | 0% |  | 0% |  | 0% |  | 0% |  | 0%
|  |  | 2 | DH |  |  |  |  | C | 0% | 0% |  | 0% | 72.3% | 0% | 0% | 0% | 6.5% | 0% |  | 0% |  | 0% |  | 0% |  | 0% |  | 0%
|  |  | 3 | El |  | E |  |  | D | 1.8% | 0% |  | 0% | 0% | 0% | 1.2% | 0% | 2% | 0% |  | 0% |  | 0% |  | 0% |  | 0% |  | 0%
|  |  | 4 | Gas |  | B_NC_CT |  |  | D | 48.4% | 0% |  | 0% | 18.7% | 0% | 53.8% | 0% | 61.7% | 0% |  | 0% |  | 0% |  | 0% |  | 0% |  | 0%
|  |  | 5 | Bio_Wood |  | Stove_S |  |  | D | 29.1% | 0% |  | 0% | 0.3% | 0% | 9.7% | 0% | 0% | 0% |  | 0% |  | 0% |  | 0% |  | 0% |  | 0%
|  |  | 6 | [7 empty] | 0% |  | 0% |  | 0% |  | 0% |  | 0% |  | 0% |  | 0% |  | 0% |  | 0% |  | 0%
|  |  | 7 | [7 empty] | 0% |  | 0% |  | 0% |  | 0% |  | 0% |  | 0% |  | 0% |  | 0% |  | 0% |  | 0%
|  |  | 8 | [7 empty] | 0% |  | 0% |  | 0% |  | 0% |  | 0% |  | 0% |  | 0% |  | 0% |  | 0% |  | 0%
|  |  | 9 | [7 empty] | 0% |  | 0% |  | 0% |  | 0% |  | 0% |  | 0% |  | 0% |  | 0% |  | 0% |  | 0%
|  |  | 10 | [7 empty] | 0% |  | 0% |  | 0% |  | 0% |  | 0% |  | 0% |  | 0% |  | 0% |  | 0% |  | 0%
|  |  | 11 | [7 empty] | 0% |  | 0% |  | 0% |  | 0% |  | 0% |  | 0% |  | 0% |  | 0% |  | 0% |  | 0%
|  |  | 12 | [7 empty] | 0% |  | 0% |  | 0% |  | 0% |  | 0% |  | 0% |  | 0% |  | 0% |  | 0% |  | 0%
|  |  | 13 | [7 empty] | 0% |  | 0% |  | 0% |  | 0% |  | 0% |  | 0% |  | 0% |  | 0% |  | 0% |  | 0%
|  |  | 14 | [7 empty] | 0% |  | 0% |  | 0% |  | 0% |  | 0% |  | 0% |  | 0% |  | 0% |  | 0% |  | 0%
|  |  | 15 | [7 empty] | 0% |  | 0% |  | 0% |  | 0% |  | 0% |  | 0% |  | 0% |  | 0% |  | 0% |  | 0%
|  |  | 16 | [7 empty] | 0% |  | 0% |  | 0% |  | 0% |  | 0% |  | 0% |  | 0% |  | 0% |  | 0% |  | 0%
|  |  | 17 | [7 empty] | 0% |  | 0% |  | 0% |  | 0% |  | 0% |  | 0% |  | 0% |  | 0% |  | 0% |  | 0%
|  |  | 18 | [7 empty] | 0% |  | 0% |  | 0% |  | 0% |  | 0% |  | 0% |  | 0% |  | 0% |  | 0% |  | 0%
|  |  | 19 | [7 empty] | 0% |  | 0% |  | 0% |  | 0% |  | 0% |  | 0% |  | 0% |  | 0% |  | 0% |  | 0%
|  |  | 20 | [7 empty] | 0% |  | 0% |  | 0% |  | 0% |  | 0% |  | 0% |  | 0% |  | 0% |  | 0% |  | 0%
|  |  |  | Sum | [5 empty] | 100% | 0% |  | 0% | 99.9% | 0% | 100% | 0% | 100% | 0% |  | 0% |  | 0% |  | 0% |  | 0% |  | 0%
[5 empty] | thereof |  | central |  |  | 20.7% | 0% | 0% | 0% | 80.9% | 0% | 35.3% | 0% | 36.3% | 0% | 0% | 0% | 0% | 0% | 0% | 0% | 0% | 0% | 0% | 0%
[7 empty] | decentral |  |  | 79.3% | 0% | 0% | 0% | 19% | 0% | 64.7% | 0% | 63.7% | 0% | 0% | 0% | 0% | 0% | 0% | 0% | 0% | 0% | 0% | 0%
|  |  |  | Other Systems | [5 empty] | 0% | 0% |  | 0% | 0.1% | 0% | 0% | 0% | 0% | 0% |  | 0% |  | 0% |  | 0% |  | 0% |  | 0%
DHW Systems
Occurances or Fractions of Produced Heat
|  |  | 1 | Gas |  | B_NC_CT |  |  | C | 21.2% | 0% |  | 0% | 8.4% | 0% | 28.5% | 0% | 27.6% | 0% |  | 0% |  | 0% |  | 0% |  | 0% |  | 0%
|  |  | 2 | DH |  |  |  |  | C | 0% | 0% |  | 0% | 69.8% | 0% | 0% | 0% | 7.2% | 0% |  | 0% |  | 0% |  | 0% |  | 0% |  | 0%
|  |  | 3 | El |  |  |  |  | D | 0% | 0% |  | 0% | 4.4% | 0% | 16.2% | 0% | 6.7% | 0% |  | 0% |  | 0% |  | 0% |  | 0% |  | 0%
|  |  | 4 | Gas |  | B_NC_CT |  |  | D | 55.6% | 0% |  | 0% | 17.3% | 0% | 52.3% | 0% | 57% | 0% |  | 0% |  | 0% |  | 0% |  | 0% |  | 0%
|  |  | 5 | Bio_Wood |  | B_WP |  |  | D | 19.8% | 0% |  | 0% | 0% | 0% | 0% | 0% | 0% | 0% |  | 0% |  | 0% |  | 0% |  | 0% |  | 0%
|  |  | 6 | [7 empty] | 0% |  | 0% |  | 0% |  | 0% |  | 0% |  | 0% |  | 0% |  | 0% |  | 0% |  | 0%
|  |  | 7 | [7 empty] | 0% |  | 0% |  | 0% |  | 0% |  | 0% |  | 0% |  | 0% |  | 0% |  | 0% |  | 0%
|  |  | 8 | [7 empty] | 0% |  | 0% |  | 0% |  | 0% |  | 0% |  | 0% |  | 0% |  | 0% |  | 0% |  | 0%
|  |  | 9 | [7 empty] | 0% |  | 0% |  | 0% |  | 0% |  | 0% |  | 0% |  | 0% |  | 0% |  | 0% |  | 0%
|  |  | 10 | [7 empty] | 0% |  | 0% |  | 0% |  | 0% |  | 0% |  | 0% |  | 0% |  | 0% |  | 0% |  | 0%
|  |  | 11 | [7 empty] | 0% |  | 0% |  | 0% |  | 0% |  | 0% |  | 0% |  | 0% |  | 0% |  | 0% |  | 0%
|  |  | 12 | [7 empty] | 0% |  | 0% |  | 0% |  | 0% |  | 0% |  | 0% |  | 0% |  | 0% |  | 0% |  | 0%
|  |  | 13 | [7 empty] | 0% |  | 0% |  | 0% |  | 0% |  | 0% |  | 0% |  | 0% |  | 0% |  | 0% |  | 0%
|  |  | 14 | [7 empty] | 0% |  | 0% |  | 0% |  | 0% |  | 0% |  | 0% |  | 0% |  | 0% |  | 0% |  | 0%
|  |  | 15 | [7 empty] | 0% |  | 0% |  | 0% |  | 0% |  | 0% |  | 0% |  | 0% |  | 0% |  | 0% |  | 0%
|  |  | 16 | [7 empty] | 0% |  | 0% |  | 0% |  | 0% |  | 0% |  | 0% |  | 0% |  | 0% |  | 0% |  | 0%
|  |  | 17 | [7 empty] | 0% |  | 0% |  | 0% |  | 0% |  | 0% |  | 0% |  | 0% |  | 0% |  | 0% |  | 0%
|  |  | 18 | [7 empty] | 0% |  | 0% |  | 0% |  | 0% |  | 0% |  | 0% |  | 0% |  | 0% |  | 0% |  | 0%
|  |  | 19 | [7 empty] | 0% |  | 0% |  | 0% |  | 0% |  | 0% |  | 0% |  | 0% |  | 0% |  | 0% |  | 0%
|  |  | 20 | [7 empty] | 0% |  | 0% |  | 0% |  | 0% |  | 0% |  | 0% |  | 0% |  | 0% |  | 0% |  | 0%
|  |  |  | Sum | [5 empty] | 96.6% | 0% |  | 0% | 99.9% | 0% | 97% | 0% | 98.5% | 0% |  | 0% |  | 0% |  | 0% |  | 0% |  | 0%
[5 empty] | thereof |  | central |  |  | 21.2% | 0% | 0% | 0% | 78.2% | 0% | 28.5% | 0% | 34.8% | 0% | 0% | 0% | 0% | 0% | 0% | 0% | 0% | 0% | 0% | 0%
[7 empty] | decentral |  |  | 75.4% | 0% | 0% | 0% | 21.7% | 0% | 68.5% | 0% | 63.7% | 0% | 0% | 0% | 0% | 0% | 0% | 0% | 0% | 0% | 0% | 0%
|  |  |  | Other Systems | [5 empty] | 3.4% | 0% |  | 0% | 0.1% | 0% | 3% | 0% | 1.5% | 0% |  | 0% |  | 0% |  | 0% |  | 0% |  | 0%
|  | Energy Balance | [16 empty] | All energy quantities in | MWh/a |  |  |  | Heating + DHW
separate modell: real example buildings (with one representative heating/dhw system)
[8 empty] | fuels related to |  |  | gross | 0% | calorific value
[28 empty] | Total |  | per m²
|  |  | Net heat need |  |  |  |  | 135466.3569 |  | 0 |  | 13321.2102 |  | 50343.2169 |  | 8797.1891 |  | 0 |  | 0 |  | 0 |  | 0 |  | 0 |  | 207927.9731 |  | 158.6245
|  |  | Produced heat |  |  |  |  | 173762.3598 |  | 0 |  | 20465.1924 |  | 83947.2412 |  | 14518.6029 |  | 0 |  | 0 |  | 0 |  | 0 |  | 0 |  | 292693.3963 |  | 223.2905
|  |  | Gas |  |  |  | 1.087 | 132385.1876 |  | 0 |  | 9039.757 |  | 76949.9891 |  | 14270.0552 |  | 0 |  | 0 |  | 0 |  | 0 |  | 0 |  | 232644.9888 |  | 177.4806
|  |  | Oil |  |  |  | 1.0526 | 0 |  | 0 |  | 0 |  | 0 |  | 0 |  | 0 |  | 0 |  | 0 |  | 0 |  | 0 |  | 0 |  | 0
|  |  | Coal |  |  |  | 1.0526 | 0 |  | 0 |  | 0 |  | 0 |  | 0 |  | 0 |  | 0 |  | 0 |  | 0 |  | 0 |  | 0 |  | 0
|  |  | Bio |  |  |  | 1.0526 | 51724.9063 |  | 0 |  | 56.5657 |  | 7019.7687 |  | 0 |  | 0 |  | 0 |  | 0 |  | 0 |  | 0 |  | 58801.2408 |  | 44.8584
|  |  | DH |  |  |  |  | 0 |  | 0 |  | 11823.5151 |  | 448.905 |  | 683.7829 |  | 0 |  | 0 |  | 0 |  | 0 |  | 0 |  | 12956.203 |  | 9.8841
|  |  | El |  |  |  |  | 2829.3263 |  | 0 |  | 271.3634 |  | 6035.5661 |  | 706.3692 |  | 0 |  | 0 |  | 0 |  | 0 |  | 0 |  | 9842.6249 |  | 7.5088
|  |  | Other / not specified |  |  |  |  | 0 |  | 0 |  | 0 |  | 0 |  | 0 |  | 0 |  | 0 |  | 0 |  | 0 |  | 0 |  | 0 |  | 0
|  |  | Sum final energy |  |  |  |  | 186939.4201 |  | 0 |  | 21191.2012 |  | 90454.2288 |  | 15660.2073 |  | 0 |  | 0 |  | 0 |  | 0 |  | 0 |  | 314245.0574 |  | 239.7318
|  |  | per m² |  |  |  |  | 314.454 |  |  |  | 151.9409 |  | 184.2391 |  | 182.3095
|  |  | CHP electr. production |  |  |  |  | 0 |  | 0 |  | 0 |  | 0 |  | 0 |  | 0 |  | 0 |  | 0 |  | 0 |  | 0 |  | 0 |  | 0
| Version: |  | 2016-01-21
| TABULA Average Buildings | [29 empty] | EPISCOPE Monitoring Indicators
[5 empty] | Building Stock |  |  |  | IE | Local |  |  | Housing Stock on Northside of Dublin City, Ireland | [15 empty] | Year | 2015
[5 empty] | Details |  |  |  | Energy Action model | Housing Stock on Northside of Dublin City, Ireland | Housing Stock on Northside of Dublin City, Ireland | Housing Stock on Northside of Dublin City, Ireland | Housing Stock on Northside of Dublin City, Ireland | Housing Stock on Northside of Dublin City, Ireland | Housing Stock on Northside of Dublin City, Ireland | Housing Stock on Northside of Dublin City, Ireland | Housing Stock on Northside of Dublin City, Ireland | Housing Stock on Northside of Dublin City, Ireland | Housing Stock on Northside of Dublin City, Ireland | Housing Stock on Northside of Dublin City, Ireland | Housing Stock on Northside of Dublin City, Ireland | Housing Stock on Northside of Dublin City, Ireland | Housing Stock on Northside of Dublin City, Ireland | Housing Stock on Northside of Dublin City, Ireland | Housing Stock on Northside of Dublin City, Ireland | Housing Stock on Northside of Dublin City, Ireland | Housing Stock on Northside of Dublin City, Ireland | Housing Stock on Northside of Dublin City, Ireland | Housing Stock on Northside of Dublin City, Ireland | Housing Stock on Northside of Dublin City, Ireland | Housing Stock on Northside of Dublin City, Ireland
Annotations to this sheet
[10 empty] | 1 |  | 2 |  | 3 |  | 4 |  | 5 |  | 6 |  | 7 |  | 8 |  | 9 |  | 10
|  |  | Building type / label | [6 empty] | House 1700-1977 |  | House 1978-1999 |  | House 2000-2010 |  | Apartment 1700-1977 |  | Apartment 1978-1999 |  | Apartment 2000-2010
Building size category
Construction time band
|  | General Data | [5 empty] | Total
|  |  | Number of buildings |  |  |  |  | 134000 | 0 | 66101.1533 | 0 | 23190.496 | 0 | 6891.3508 | 0 | 7128.1266 | 0 | 10608.9141 | 0 | 20079.9593 | 0 | 0 | 0 | 0 | 0 | 0 | 0 | 0 | 0 | 10^0
|  |  | Number of dwellings |  |  |  |  | 134000 | 0 | 66101 | 0 | 23190 | 0 | 6891 | 0 | 7128 | 0 | 10609 | 0 | 20081 | 0 | 0 | 0 | 0 | 0 | 0 | 0 | 0 | 0 | 10^0
|  |  | Floor area national | [6 empty] | 6643.1659 | 0 | 2147.4399 | 0 | 769.0747 | 0 | 326.4682 | 0 | 504.9843 | 0 | 1411.6211 | 0 | 0 | 0 | 0 | 0 | 0 | 0 | 0 | 0 | 10^3 m²
|  |  | Floor area TABULA |  |  |  |  | 11802.7542 | 0 | 6643.1659 | 0 | 2147.4399 | 0 | 769.0747 | 0 | 326.4682 | 0 | 504.9843 | 0 | 1411.6211 | 0 | 0 | 0 | 0 | 0 | 0 | 0 | 0 | 0 | 10^3 m²
Building Insulation
Original state / not refurbished fraction of the envelope area
U-values of the original state
|  |  |  | Roof | [5 empty] | 1.26 |  | 0.42 |  | 0.42 |  | 1.87 |  | 0.41 |  | 0.41 |  | 0 |  | 0 |  | 0 |  | 0 |  | W/(m²K)
|  |  |  | Wall | [5 empty] | 1.78 |  | 0.67 |  | 0.42 |  | 1.63 |  | 0.66 |  | 0.51 |  | 0 |  | 0 |  | 0 |  | 0 |  | W/(m²K)
|  |  |  | Window | [5 empty] | 4.9041 |  | 4.1868 |  | 2.5673 |  | 4.4495 |  | 3.3426 |  | 2.5149 |  | 0 |  | 0 |  | 0 |  | 0 |  | W/(m²K)
|  |  |  | Floor | [5 empty] | 1.22 |  | 1.02 |  | 0.7 |  | 1.4 |  | 1.06 |  | 5.2 |  | 0 |  | 0 |  | 0 |  | 0 |  | W/(m²K)
Refubishments (averages)
Refurbished fraction of envelope areas
|  |  |  | Roof | [5 empty] | 47.9% |  | 44.4% |  | 8% |  | 42.4% |  | 27.4% |  | 0.7% |  | 0% |  | 0% |  | 0% |  | 0%
|  |  |  | Wall | [5 empty] | 25% |  | 43.3% |  | 2.5% |  | 22.3% |  | 16.3% |  | 0.7% |  | 0% |  | 0% |  | 0% |  | 0%
|  |  |  | Window | [5 empty] | 76.76% |  | 76.83% |  | 15.31% |  | 61.78% |  | 62.96% |  | 5.29% |  | 0% |  | 0% |  | 0% |  | 0%
|  |  |  | Floor | [5 empty] | 1.5% |  | 0.5% |  | 2.9% |  | 0.6% |  | 3.1% |  | 3.5% |  | 0% |  | 0% |  | 0% |  | 0%
|  |  |  | Total (indicative) | [5 empty] | 29.45% |  | 35.41% |  | 5.185% |  | 26.26% |  | 21.41% |  | 1.919% |  | 0% |  | 0% |  | 0% |  | 0%
U-values of the refurbished fraction (averages)
|  |  |  | Roof | [5 empty] | 0.25 |  | 0.14 |  | 0.13 |  | 0.24 |  | 0.14 |  | 0.13 |  | 0 |  | 0 |  | 0 |  | 0 |  | W/(m²K)
|  |  |  | Wall | [5 empty] | 0.35 |  | 0.33 |  | 0.21 |  | 0.36 |  | 0.34 |  | 0.22 |  | 0 |  | 0 |  | 0 |  | 0 |  | W/(m²K)
|  |  |  | Window | [5 empty] | 2.8888 |  | 2.7916 |  | 1.6989 |  | 2.8271 |  | 2.7249 |  | 1.6345 |  | 0 |  | 0 |  | 0 |  | 0 |  | W/(m²K)
|  |  |  | Floor | [5 empty] | 0.36 |  | 0.44 |  | 0.26 |  | 0.38 |  | 0.4 |  | 0.3 |  | 0 |  | 0 |  | 0 |  | 0 |  | W/(m²K)
Main Heat Supply Systems
Ventilation Systems with Heat Recovery
|  |  |  | Occurances | [5 empty] | 0.09727% | 0% | 0% | 0% | 0% | 0% | 0% | 0% | 0% | 0% | 0% | 0% | 0% | 0% | 0% | 0% | 0% | 0% | 0% | 0%
Heating Systems
Occurances or Fractions of Produced Heat
|  |  | 1 | Gas |  | B_NC_CT |  |  | C | 85.1% | 0% | 88.9% | 0% | 93.1% | 0% | 55% | 0% | 38% | 0% | 55.7% | 0% |  | 0% |  | 0% |  | 0% |  | 0%
|  |  | 2 | Oil |  | B_NC_CT |  |  | C | 9.1% | 0% | 5.9% | 0% | 0.8% | 0% | 3.1% | 0% | 0% | 0% | 0% | 0% |  | 0% |  | 0% |  | 0% |  | 0%
|  |  | 3 | El |  |  |  |  | C | 0% | 0% | 0% | 0% | 2.2% | 0% | 0% | 0% | 0% | 0% | 0.5% | 0% |  | 0% |  | 0% |  | 0% |  | 0%
|  |  | 4 | Bio |  |  |  |  | C | 0% | 0% | 0% | 0% | 0% | 0% | 0% | 0% | 0% | 0% | 0.2% | 0% |  | 0% |  | 0% |  | 0% |  | 0%
|  |  | 5 | Coal |  | B_NC_CT |  |  | C | 0.4% | 0% | 0% | 0% | 0% | 0% | 0% | 0% | 0% | 0% | 0% | 0% |  | 0% |  | 0% |  | 0% |  | 0%
|  |  | 6 | Gas |  |  |  |  | D | 0% | 0% | 0% | 0% | 0% | 0% | 0% | 0% | 0% | 0% | 0% | 0% |  | 0% |  | 0% |  | 0% |  | 0%
|  |  | 7 | Oil |  |  |  |  | D | 0% | 0% | 0% | 0% | 0% | 0% | 0% | 0% | 0% | 0% | 0% | 0% |  | 0% |  | 0% |  | 0% |  | 0%
|  |  | 8 | El |  | E_Storage |  |  | D | 3.6% | 0% | 4.8% | 0% | 3.6% | 0% | 41% | 0% | 61.6% | 0% | 43.6% | 0% |  | 0% |  | 0% |  | 0% |  | 0%
|  |  | 9 | Bio |  |  |  |  | D | 0% | 0% | 0% | 0% | 0% | 0% | 0% | 0% | 0% | 0% | 0% | 0% |  | 0% |  | 0% |  | 0% |  | 0%
|  |  | 10 | Coal |  | OpenFire |  |  | D | 1.4% | 0% | 0% | 0% | 0% | 0% | 0.7% | 0% | 0% | 0% | 0% | 0% |  | 0% |  | 0% |  | 0% |  | 0%
|  |  | 11 | [7 empty] | 0% |  | 0% |  | 0% |  | 0% |  | 0% |  | 0% |  | 0% |  | 0% |  | 0% |  | 0%
|  |  | 12 | [7 empty] | 0% |  | 0% |  | 0% |  | 0% |  | 0% |  | 0% |  | 0% |  | 0% |  | 0% |  | 0%
|  |  | 13 | [7 empty] | 0% |  | 0% |  | 0% |  | 0% |  | 0% |  | 0% |  | 0% |  | 0% |  | 0% |  | 0%
|  |  | 14 | [7 empty] | 0% |  | 0% |  | 0% |  | 0% |  | 0% |  | 0% |  | 0% |  | 0% |  | 0% |  | 0%
|  |  | 15 | [7 empty] | 0% |  | 0% |  | 0% |  | 0% |  | 0% |  | 0% |  | 0% |  | 0% |  | 0% |  | 0%
|  |  | 16 | [7 empty] | 0% |  | 0% |  | 0% |  | 0% |  | 0% |  | 0% |  | 0% |  | 0% |  | 0% |  | 0%
|  |  | 17 | [7 empty] | 0% |  | 0% |  | 0% |  | 0% |  | 0% |  | 0% |  | 0% |  | 0% |  | 0% |  | 0%
|  |  | 18 | [7 empty] | 0% |  | 0% |  | 0% |  | 0% |  | 0% |  | 0% |  | 0% |  | 0% |  | 0% |  | 0%
|  |  | 19 | [7 empty] | 0% |  | 0% |  | 0% |  | 0% |  | 0% |  | 0% |  | 0% |  | 0% |  | 0% |  | 0%
|  |  | 20 | [7 empty] | 0% |  | 0% |  | 0% |  | 0% |  | 0% |  | 0% |  | 0% |  | 0% |  | 0% |  | 0%
|  |  |  | Sum | [5 empty] | 99.6% | 0% | 99.6% | 0% | 99.7% | 0% | 99.8% | 0% | 99.6% | 0% | 100% | 0% |  | 0% |  | 0% |  | 0% |  | 0%
[5 empty] | thereof |  | central |  |  | 94.6% | 0% | 94.8% | 0% | 96.1% | 0% | 58.1% | 0% | 38% | 0% | 56.4% | 0% | 0% | 0% | 0% | 0% | 0% | 0% | 0% | 0%
[7 empty] | decentral |  |  | 5% | 0% | 4.8% | 0% | 3.6% | 0% | 41.7% | 0% | 61.6% | 0% | 43.6% | 0% | 0% | 0% | 0% | 0% | 0% | 0% | 0% | 0%
|  |  |  | Other Systems | [5 empty] | 0.4% | 0% | 0.4% | 0% | 0.3% | 0% | 0.2% | 0% | 0.4% | 0% | 0% | 0% |  | 0% |  | 0% |  | 0% |  | 0%
DHW Systems
Occurances or Fractions of Produced Heat
|  |  | 1 | Gas |  | B_NC_CT |  |  | C | 85.1% | 0% | 88.8% | 0% | 93.4% | 0% | 55.2% | 0% | 37.8% | 0% | 55.7% | 0% |  | 0% |  | 0% |  | 0% |  | 0%
|  |  | 2 | Oil |  | B_NC_CT |  |  | C | 9.1% | 0% | 5.9% | 0% | 0.8% | 0% | 3.1% | 0% | 0% | 0% | 0% | 0% |  | 0% |  | 0% |  | 0% |  | 0%
|  |  | 3 | El |  |  |  |  | C | 0% | 0% | 0% | 0% | 2.2% | 0% | 0% | 0% | 0% | 0% | 0.5% | 0% |  | 0% |  | 0% |  | 0% |  | 0%
|  |  | 4 | Bio |  |  |  |  | C | 0% | 0% | 0% | 0% | 0% | 0% | 0% | 0% | 0% | 0% | 0.2% | 0% |  | 0% |  | 0% |  | 0% |  | 0%
|  |  | 5 | Coal |  | B_NC_CT |  |  | C | 0.5% | 0% | 0% | 0% | 0% | 0% | 0% | 0% | 0% | 0% | 0% | 0% |  | 0% |  | 0% |  | 0% |  | 0%
|  |  | 6 | Gas |  |  |  |  | D | 0% | 0% | 0% | 0% | 0% | 0% | 0% | 0% | 0% | 0% | 0% | 0% |  | 0% |  | 0% |  | 0% |  | 0%
|  |  | 7 | Oil |  |  |  |  | D | 0% | 0% | 0% | 0% | 0% | 0% | 0% | 0% | 0% | 0% | 0% | 0% |  | 0% |  | 0% |  | 0% |  | 0%
|  |  | 8 | El |  | E_Immersion |  |  | D | 4.6% | 0% | 4.8% | 0% | 3.5% | 0% | 40.9% | 0% | 61.7% | 0% | 43.6% | 0% |  | 0% |  | 0% |  | 0% |  | 0%
|  |  | 9 | Bio |  |  |  |  | D | 0% | 0% | 0% | 0% | 0% | 0% | 0% | 0% | 0% | 0% | 0% | 0% |  | 0% |  | 0% |  | 0% |  | 0%
|  |  | 10 | Coal |  | Other |  |  | D | 0.5% | 0% | 0% | 0% | 0% | 0% | 0% | 0% | 0% | 0% | 0% | 0% |  | 0% |  | 0% |  | 0% |  | 0%
|  |  | 11 | [7 empty] | 0% |  | 0% |  | 0% |  | 0% |  | 0% |  | 0% |  | 0% |  | 0% |  | 0% |  | 0%
|  |  | 12 | [7 empty] | 0% |  | 0% |  | 0% |  | 0% |  | 0% |  | 0% |  | 0% |  | 0% |  | 0% |  | 0%
|  |  | 13 | [7 empty] | 0% |  | 0% |  | 0% |  | 0% |  | 0% |  | 0% |  | 0% |  | 0% |  | 0% |  | 0%
|  |  | 14 | [7 empty] | 0% |  | 0% |  | 0% |  | 0% |  | 0% |  | 0% |  | 0% |  | 0% |  | 0% |  | 0%
|  |  | 15 | [7 empty] | 0% |  | 0% |  | 0% |  | 0% |  | 0% |  | 0% |  | 0% |  | 0% |  | 0% |  | 0%
|  |  | 16 | [7 empty] | 0% |  | 0% |  | 0% |  | 0% |  | 0% |  | 0% |  | 0% |  | 0% |  | 0% |  | 0%
|  |  | 17 | [7 empty] | 0% |  | 0% |  | 0% |  | 0% |  | 0% |  | 0% |  | 0% |  | 0% |  | 0% |  | 0%
|  |  | 18 | [7 empty] | 0% |  | 0% |  | 0% |  | 0% |  | 0% |  | 0% |  | 0% |  | 0% |  | 0% |  | 0%
|  |  | 19 | [7 empty] | 0% |  | 0% |  | 0% |  | 0% |  | 0% |  | 0% |  | 0% |  | 0% |  | 0% |  | 0%
|  |  | 20 | [7 empty] | 0% |  | 0% |  | 0% |  | 0% |  | 0% |  | 0% |  | 0% |  | 0% |  | 0% |  | 0%
|  |  |  | Sum | [5 empty] | 99.8% | 0% | 99.5% | 0% | 99.9% | 0% | 99.2% | 0% | 99.5% | 0% | 100% | 0% |  | 0% |  | 0% |  | 0% |  | 0%
[5 empty] | thereof |  | central |  |  | 94.7% | 0% | 94.7% | 0% | 96.4% | 0% | 58.3% | 0% | 37.8% | 0% | 56.4% | 0% | 0% | 0% | 0% | 0% | 0% | 0% | 0% | 0%
[7 empty] | decentral |  |  | 5.1% | 0% | 4.8% | 0% | 3.5% | 0% | 40.9% | 0% | 61.7% | 0% | 43.6% | 0% | 0% | 0% | 0% | 0% | 0% | 0% | 0% | 0%
|  |  |  | Other Systems | [5 empty] | 0.2% | 0% | 0.5% | 0% | 0.1% | 0% | 0.8% | 0% | 0.5% | 0% | 0% | 0% |  | 0% |  | 0% |  | 0% |  | 0%
|  | Energy Balance | [16 empty] | All energy quantities in | MWh/a |  |  |  | Heating + DHW
[8 empty] | fuels related to |  |  | gross | 0% | calorific value
[28 empty] | Total |  | per m²
|  |  | Net heat need |  |  |  |  | 587000.119 |  | 181586.582 |  | 58446.402 |  | 45873.48 |  | 46994.92 |  | 111625.255 |  | 0 |  | 0 |  | 0 |  | 0 |  | 1031526.758 |  | 87.3971
|  |  | Produced heat |  |  |  |  | 660702.5564 |  | 205990.9308 |  | 66191.9105 |  | 51765.2077 |  | 53472.6038 |  | 126640.5398 |  | 0 |  | 0 |  | 0 |  | 0 |  | 1164763.749 |  | 98.6858
|  |  | Gas |  |  |  | 1 | 657274.7804 |  | 212340.8033 |  | 75279.2433 |  | 38391.1109 |  | 29644.3963 |  | 97479.8021 |  | 0 |  | 0 |  | 0 |  | 0 |  | 1110410.1364 |  | 94.0806
|  |  | Oil |  |  |  | 1 | 96518.9033 |  | 19214.4503 |  | 828.4386 |  | 2188.0905 |  | 0 |  | 0 |  | 0 |  | 0 |  | 0 |  | 0 |  | 118749.8826 |  | 10.0612
|  |  | Coal |  |  |  | 1 | 28061.2333 |  | 0 |  | 0 |  | 1176.8226 |  | 0 |  | 0 |  | 0 |  | 0 |  | 0 |  | 0 |  | 29238.0559 |  | 2.4772
|  |  | Bio |  |  |  | 1 | 0 |  | 0 |  | 0 |  | 0 |  | 0 |  | 352.8747 |  | 0 |  | 0 |  | 0 |  | 0 |  | 352.8747 |  | 0.029898
|  |  | DH |  |  |  |  | 0 |  | 0 |  | 0 |  | 0 |  | 0 |  | 0 |  | 0 |  | 0 |  | 0 |  | 0 |  | 0 |  | 0
|  |  | El |  |  |  |  | 43229.398 |  | 16369.746 |  | 3702.944 |  | 18800.013 |  | 31654.329 |  | 47124.804 |  | 0 |  | 0 |  | 0 |  | 0 |  | 160881.234 |  | 13.6308
|  |  | Other / not specified |  |  |  |  | 0 |  | 0 |  | 0 |  | 0 |  | 0 |  | 0 |  | 0 |  | 0 |  | 0 |  | 0 |  | 0 |  | 0
|  |  | Sum final energy |  |  |  |  | 825084.315 |  | 247924.9996 |  | 79810.6258 |  | 60556.037 |  | 61298.7253 |  | 144957.4809 |  | 0 |  | 0 |  | 0 |  | 0 |  | 1419632.1836 |  | 120.2797
|  |  | per m² |  |  |  |  | 124.2005 |  | 115.4514 |  | 103.7749 |  | 185.4883 |  | 121.3874 |  | 102.6887
|  |  | CHP electr. production |  |  |  |  | 0 |  | 0 |  | 0 |  | 0 |  | 0 |  | 0 |  | 0 |  | 0 |  | 0 |  | 0 |  | 0 |  | 0
| Version: |  | 2016-01-21
| TABULA Average Buildings | [29 empty] | EPISCOPE Monitoring Indicators
[5 empty] | Building Stock |  |  |  | IT | Regional |  |  | Residential building stock of Piedmont region, Italy | [15 empty] | Year | 2015
[5 empty] | Details |  |  |  | Basic case - year 2015, POLITO model / Basic case - year 2015 | Residential building stock of Piedmont region, Italy | Residential building stock of Piedmont region, Italy | Residential building stock of Piedmont region, Italy | Residential building stock of Piedmont region, Italy | Residential building stock of Piedmont region, Italy | Residential building stock of Piedmont region, Italy | Residential building stock of Piedmont region, Italy | Residential building stock of Piedmont region, Italy | Residential building stock of Piedmont region, Italy | Residential building stock of Piedmont region, Italy | Residential building stock of Piedmont region, Italy | Residential building stock of Piedmont region, Italy | Residential building stock of Piedmont region, Italy | Residential building stock of Piedmont region, Italy | Residential building stock of Piedmont region, Italy | Residential building stock of Piedmont region, Italy | Residential building stock of Piedmont region, Italy | Residential building stock of Piedmont region, Italy | Residential building stock of Piedmont region, Italy | Residential building stock of Piedmont region, Italy | Residential building stock of Piedmont region, Italy | Residential building stock of Piedmont region, Italy
Annotations to this sheet
[10 empty] | 1 |  | 2 |  | 3 |  | 4 |  | 5 |  | 6 |  | 7 |  | 8 |  | 9 |  | 10
|  |  | Building type / label | [6 empty] | SFH I |  | SFH II |  | SFH III |  | SFH IV |  | SFH V |  | MFH I |  | MFH II |  | MFH III |  | MFH IV |  | MFH V
Building size category
Construction time band
|  | General Data | [5 empty] | Total
|  |  | Number of buildings |  |  |  |  | 701177.9183 | 0 | 282310.5304 | 0 | 126380.3455 | 0 | 90069.7388 | 0 | 45725.1688 | 0 | 16029.0545 | 0 | 28088.5845 | 0 | 59369.9976 | 0 | 37014.3125 | 0 | 11941.0923 | 0 | 4249.0933 | 0 | 10^0
|  |  | Number of dwellings |  |  |  |  | 2279871 | 0 | 282311 | 0 | 126623 | 0 | 90115 | 0 | 45672 | 0 | 16018 | 0 | 447257 | 0 | 595148 | 0 | 442545 | 0 | 179116 | 0 | 55066 | 0 | 10^0
|  |  | Floor area national | [6 empty] | 32.4657 | 0 | 19.7532 | 0 | 17.9329 | 0 | 7.8556 | 0 | 2.7871 | 0 | 29.0717 | 0 | 48.8021 | 0 | 40.2716 | 0 | 11.6426 | 0 | 3.5242 | 0 | 10^6 m²
|  |  | Floor area TABULA |  |  |  |  | 214.1067 | 0 | 32.4657 | 0 | 19.7532 | 0 | 17.9329 | 0 | 7.8556 | 0 | 2.7871 | 0 | 29.0717 | 0 | 48.8021 | 0 | 40.2716 | 0 | 11.6426 | 0 | 3.5242 | 0 | 10^6 m²
Building Insulation
Original state / not refurbished fraction of the envelope area
U-values of the original state
|  |  |  | Roof | [5 empty] | 1.8 |  | 2.2 |  | 1.14 |  | 0.69 |  | 0.3 |  | 2.86 |  | 1.65 |  | 0.97 |  | 0.69 |  | 0.3 |  | W/(m²K)
|  |  |  | Wall | [5 empty] | 1.47 |  | 1.33 |  | 1.06 |  | 0.74 |  | 0.42 |  | 1.47 |  | 1.33 |  | 1.06 |  | 0.74 |  | 0.42 |  | W/(m²K)
|  |  |  | Window | [5 empty] | 4.6281 |  | 4.6922 |  | 2.7033 |  | 2.6894 |  | 1.9702 |  | 4.9 |  | 4.9 |  | 2.8 |  | 2.8 |  | 2 |  | W/(m²K)
|  |  |  | Floor | [5 empty] | 2 |  | 2 |  | 0.98 |  | 0.77 |  | 0.33 |  | 1.87 |  | 1.3 |  | 0.98 |  | 0.77 |  | 0.33 |  | W/(m²K)
Refubishments (averages)
Refurbished fraction of envelope areas
|  |  |  | Roof | [5 empty] | 0% |  | 0% |  | 0% |  | 0% |  | 0% |  | 0% |  | 0% |  | 0% |  | 0% |  | 0%
|  |  |  | Wall | [5 empty] | 21.5% |  | 24.5% |  | 0% |  | 0% |  | 0% |  | 21.4% |  | 24.6% |  | 0% |  | 0% |  | 0%
|  |  |  | Window | [5 empty] | 40.62% |  | 41.86% |  | 0% |  | 0% |  | 0% |  | 48.4% |  | 46.6% |  | 0% |  | 0% |  | 0%
|  |  |  | Floor | [5 empty] | 0% |  | 0% |  | 0% |  | 0% |  | 0% |  | 0% |  | 0% |  | 0% |  | 0% |  | 0%
|  |  |  | Total (indicative) | [5 empty] | 14.19% |  | 13.75% |  | 0% |  | 0% |  | 0% |  | 9.728% |  | 20.37% |  | 0% |  | 0% |  | 0%
U-values of the refurbished fraction (averages)
|  |  |  | Roof | [5 empty] | 0 |  | 0 |  | 0 |  | 0 |  | 0 |  | 0 |  | 0 |  | 0 |  | 0 |  | 0 |  | W/(m²K)
|  |  |  | Wall | [5 empty] | 0.82 |  | 0.805 |  | 0 |  | 0 |  | 0 |  | 0.82 |  | 0.805 |  | 0 |  | 0 |  | 0 |  | W/(m²K)
|  |  |  | Window | [5 empty] | 2.8 |  | 2.8 |  | 0 |  | 0 |  | 0 |  | 2.8 |  | 2.8 |  | 0 |  | 0 |  | 0 |  | W/(m²K)
|  |  |  | Floor | [5 empty] | 0 |  | 0 |  | 0 |  | 0 |  | 0 |  | 0 |  | 0 |  | 0 |  | 0 |  | 0 |  | W/(m²K)
Main Heat Supply Systems
Ventilation Systems with Heat Recovery
|  |  |  | Occurances | [5 empty] | 0% | 0% | 0% | 0% | 0% | 0% | 0% | 0% | 0% | 0% | 0% | 0% | 0% | 0% | 0% | 0% | 0% | 0% | 0% | 0%
Heating Systems
Occurances or Fractions of Produced Heat
|  |  | 1 | Gas |  | B_NC |  |  | C | 85% | 0% | 75% | 0% | 75% | 0% | 81% | 0% | 40% | 0% | 0% | 0% | 73% | 0% | 0% | 0% | 0% | 0% | 40% | 0%
|  |  | 2 | Gas |  | B_C |  |  | C | 15% | 0% | 19% | 0% | 25% | 0% | 19% | 0% | 53% | 0% | 0% | 0% | 20% | 0% | 0% | 0% | 0% | 0% | 53% | 0%
|  |  | 3 | DH |  | TS |  |  | C | 0% | 0% | 6% | 0% | 0% | 0% | 0% | 0% | 0% | 0% | 0% | 0% | 7% | 0% | 0% | 0% | 0% | 0% | 0% | 0%
|  |  | 4 | El |  | HP_Air |  |  | C | 0% | 0% | 0% | 0% | 0% | 0% | 0% | 0% | 7% | 0% | 0% | 0% | 0% | 0% | 0% | 0% | 0% | 0% | 7% | 0%
|  |  | 5 | Gas |  | B_NC |  |  | D | 0% | 0% | 0% | 0% | 0% | 0% | 0% | 0% | 0% | 0% | 85% | 0% | 0% | 0% | 75% | 0% | 81% | 0% | 0% | 0%
|  |  | 6 | Gas |  | B_C |  |  | D | 0% | 0% | 0% | 0% | 0% | 0% | 0% | 0% | 0% | 0% | 15% | 0% | 0% | 0% | 25% | 0% | 19% | 0% | 0% | 0%
|  |  | 7 | [7 empty] | 0% |  | 0% |  | 0% |  | 0% |  | 0% |  | 0% |  | 0% |  | 0% |  | 0% |  | 0%
|  |  | 8 | [7 empty] | 0% |  | 0% |  | 0% |  | 0% |  | 0% |  | 0% |  | 0% |  | 0% |  | 0% |  | 0%
|  |  | 9 | [7 empty] | 0% |  | 0% |  | 0% |  | 0% |  | 0% |  | 0% |  | 0% |  | 0% |  | 0% |  | 0%
|  |  | 10 | [7 empty] | 0% |  | 0% |  | 0% |  | 0% |  | 0% |  | 0% |  | 0% |  | 0% |  | 0% |  | 0%
|  |  | 11 | [7 empty] | 0% |  | 0% |  | 0% |  | 0% |  | 0% |  | 0% |  | 0% |  | 0% |  | 0% |  | 0%
|  |  | 12 | [7 empty] | 0% |  | 0% |  | 0% |  | 0% |  | 0% |  | 0% |  | 0% |  | 0% |  | 0% |  | 0%
|  |  | 13 | [7 empty] | 0% |  | 0% |  | 0% |  | 0% |  | 0% |  | 0% |  | 0% |  | 0% |  | 0% |  | 0%
|  |  | 14 | [7 empty] | 0% |  | 0% |  | 0% |  | 0% |  | 0% |  | 0% |  | 0% |  | 0% |  | 0% |  | 0%
|  |  | 15 | [7 empty] | 0% |  | 0% |  | 0% |  | 0% |  | 0% |  | 0% |  | 0% |  | 0% |  | 0% |  | 0%
|  |  | 16 | [7 empty] | 0% |  | 0% |  | 0% |  | 0% |  | 0% |  | 0% |  | 0% |  | 0% |  | 0% |  | 0%
|  |  | 17 | [7 empty] | 0% |  | 0% |  | 0% |  | 0% |  | 0% |  | 0% |  | 0% |  | 0% |  | 0% |  | 0%
|  |  | 18 | [7 empty] | 0% |  | 0% |  | 0% |  | 0% |  | 0% |  | 0% |  | 0% |  | 0% |  | 0% |  | 0%
|  |  | 19 | [7 empty] | 0% |  | 0% |  | 0% |  | 0% |  | 0% |  | 0% |  | 0% |  | 0% |  | 0% |  | 0%
|  |  | 20 | [7 empty] | 0% |  | 0% |  | 0% |  | 0% |  | 0% |  | 0% |  | 0% |  | 0% |  | 0% |  | 0%
|  |  |  | Sum | [5 empty] | 100% | 0% | 100% | 0% | 100% | 0% | 100% | 0% | 100% | 0% | 100% | 0% | 100% | 0% | 100% | 0% | 100% | 0% | 100% | 0%
[5 empty] | thereof |  | central |  |  | 100% | 0% | 100% | 0% | 100% | 0% | 100% | 0% | 100% | 0% | 0% | 0% | 100% | 0% | 0% | 0% | 0% | 0% | 100% | 0%
[7 empty] | decentral |  |  | 0% | 0% | 0% | 0% | 0% | 0% | 0% | 0% | 0% | 0% | 100% | 0% | 0% | 0% | 100% | 0% | 100% | 0% | 0% | 0%
|  |  |  | Other Systems | [5 empty] | 0% | 0% | 0% | 0% | 0% | 0% | 0% | 0% | 0% | 0% | 0% | 0% | 0% | 0% | 0% | 0% | 0% | 0% | 0% | 0%
DHW Systems
Occurances or Fractions of Produced Heat
|  |  | 1 | Gas |  | B_NC |  |  | C | 85% | 0% | 75% | 0% | 75% | 0% | 81% | 0% | 40% | 0% | 0% | 0% | 0% | 0% | 0% | 0% | 0% | 0% | 40% | 0%
|  |  | 2 | Gas |  | B_C |  |  | C | 15% | 0% | 19% | 0% | 25% | 0% | 19% | 0% | 53% | 0% | 0% | 0% | 0% | 0% | 0% | 0% | 0% | 0% | 53% | 0%
|  |  | 3 | DH |  | TS |  |  | C | 0% | 0% | 6% | 0% | 0% | 0% | 0% | 0% | 0% | 0% | 0% | 0% | 0% | 0% | 0% | 0% | 0% | 0% | 0% | 0%
|  |  | 4 | El |  | HP_Air |  |  | C | 0% | 0% | 0% | 0% | 0% | 0% | 0% | 0% | 7% | 0% | 0% | 0% | 0% | 0% | 0% | 0% | 0% | 0% | 7% | 0%
|  |  | 5 | Gas |  | B_NC |  |  | D | 0% | 0% | 0% | 0% | 0% | 0% | 0% | 0% | 0% | 0% | 85% | 0% | 80% | 0% | 75% | 0% | 81% | 0% | 0% | 0%
|  |  | 6 | Gas |  | B_C |  |  | D | 0% | 0% | 0% | 0% | 0% | 0% | 0% | 0% | 0% | 0% | 15% | 0% | 20% | 0% | 25% | 0% | 19% | 0% | 0% | 0%
|  |  | 7 | [7 empty] | 0% |  | 0% |  | 0% |  | 0% |  | 0% |  | 0% |  | 0% |  | 0% |  | 0% |  | 0%
|  |  | 8 | [7 empty] | 0% |  | 0% |  | 0% |  | 0% |  | 0% |  | 0% |  | 0% |  | 0% |  | 0% |  | 0%
|  |  | 9 | [7 empty] | 0% |  | 0% |  | 0% |  | 0% |  | 0% |  | 0% |  | 0% |  | 0% |  | 0% |  | 0%
|  |  | 10 | [7 empty] | 0% |  | 0% |  | 0% |  | 0% |  | 0% |  | 0% |  | 0% |  | 0% |  | 0% |  | 0%
|  |  | 11 | [7 empty] | 0% |  | 0% |  | 0% |  | 0% |  | 0% |  | 0% |  | 0% |  | 0% |  | 0% |  | 0%
|  |  | 12 | [7 empty] | 0% |  | 0% |  | 0% |  | 0% |  | 0% |  | 0% |  | 0% |  | 0% |  | 0% |  | 0%
|  |  | 13 | [7 empty] | 0% |  | 0% |  | 0% |  | 0% |  | 0% |  | 0% |  | 0% |  | 0% |  | 0% |  | 0%
|  |  | 14 | [7 empty] | 0% |  | 0% |  | 0% |  | 0% |  | 0% |  | 0% |  | 0% |  | 0% |  | 0% |  | 0%
|  |  | 15 | [7 empty] | 0% |  | 0% |  | 0% |  | 0% |  | 0% |  | 0% |  | 0% |  | 0% |  | 0% |  | 0%
|  |  | 16 | [7 empty] | 0% |  | 0% |  | 0% |  | 0% |  | 0% |  | 0% |  | 0% |  | 0% |  | 0% |  | 0%
|  |  | 17 | [7 empty] | 0% |  | 0% |  | 0% |  | 0% |  | 0% |  | 0% |  | 0% |  | 0% |  | 0% |  | 0%
|  |  | 18 | [7 empty] | 0% |  | 0% |  | 0% |  | 0% |  | 0% |  | 0% |  | 0% |  | 0% |  | 0% |  | 0%
|  |  | 19 | [7 empty] | 0% |  | 0% |  | 0% |  | 0% |  | 0% |  | 0% |  | 0% |  | 0% |  | 0% |  | 0%
|  |  | 20 | [7 empty] | 0% |  | 0% |  | 0% |  | 0% |  | 0% |  | 0% |  | 0% |  | 0% |  | 0% |  | 0%
|  |  |  | Sum | [5 empty] | 100% | 0% | 100% | 0% | 100% | 0% | 100% | 0% | 100% | 0% | 100% | 0% | 100% | 0% | 100% | 0% | 100% | 0% | 100% | 0%
[5 empty] | thereof |  | central |  |  | 100% | 0% | 100% | 0% | 100% | 0% | 100% | 0% | 100% | 0% | 0% | 0% | 0% | 0% | 0% | 0% | 0% | 0% | 100% | 0%
[7 empty] | decentral |  |  | 0% | 0% | 0% | 0% | 0% | 0% | 0% | 0% | 0% | 0% | 100% | 0% | 100% | 0% | 100% | 0% | 100% | 0% | 0% | 0%
|  |  |  | Other Systems | [5 empty] | 0% | 0% | 0% | 0% | 0% | 0% | 0% | 0% | 0% | 0% | 0% | 0% | 0% | 0% | 0% | 0% | 0% | 0% | 0% | 0%
|  | Energy Balance | [16 empty] | All energy quantities in | GWh/a |  |  |  | Heating + DHW
[8 empty] | fuels related to |  |  | gross | 0% | calorific value
[28 empty] | Total |  | per m²
|  |  | Net heat need |  |  |  |  | 10739.3203 |  | 6362.9152 |  | 3681.4882 |  | 912.9313 |  | 205.7731 |  | 5819.3451 |  | 7412.6623 |  | 4734.751 |  | 1021.7155 |  | 153.3322 |  | 41044.2342 |  | 191.6999
|  |  | Produced heat |  |  |  |  | 13845.9757 |  | 8037.3608 |  | 4513.244 |  | 1042.5276 |  | 217.6431 |  | 7029.5094 |  | 9671.7698 |  | 5767.2735 |  | 1112.0644 |  | 170.9356 |  | 51408.3039 |  | 240.106
|  |  | Gas |  |  |  | 1 | 17830.7309 |  | 9619.3893 |  | 5758.7843 |  | 1289.9642 |  | 232.1053 |  | 8803.3613 |  | 11697.9555 |  | 7190.64 |  | 1395.7247 |  | 171.3444 |  | 63990 |  | 298.8697
|  |  | Oil |  |  |  | 1 | 0 |  | 0 |  | 0 |  | 0 |  | 0 |  | 0 |  | 0 |  | 0 |  | 0 |  | 0 |  | 0 |  | 0
|  |  | Coal |  |  |  | 1 | 0 |  | 0 |  | 0 |  | 0 |  | 0 |  | 0 |  | 0 |  | 0 |  | 0 |  | 0 |  | 0 |  | 0
|  |  | Bio |  |  |  | 1 | 0 |  | 0 |  | 0 |  | 0 |  | 0 |  | 0 |  | 0 |  | 0 |  | 0 |  | 0 |  | 0 |  | 0
|  |  | DH |  |  |  |  | 0 |  | 519.3636 |  | 0 |  | 0 |  | 0 |  | 0 |  | 605.4314 |  | 0 |  | 0 |  | 0 |  | 1124.795 |  | 5.2534
|  |  | El |  |  |  |  | 183.4537 |  | 113.0043 |  | 107.8895 |  | 45.7588 |  | 20.358 |  | 98.4879 |  | 122.4168 |  | 160.1094 |  | 42.2914 |  | 20.789 |  | 914.5587 |  | 4.2715
|  |  | Other / not specified |  |  |  |  | 0 |  | 0 |  | 0 |  | 0 |  | 0 |  | 0 |  | 0 |  | 0 |  | 0 |  | 0 |  | 0 |  | 0
|  |  | Sum final energy |  |  |  |  | 18014.1846 |  | 10251.7572 |  | 5866.6738 |  | 1335.723 |  | 252.4633 |  | 8901.8492 |  | 12425.8036 |  | 7350.7494 |  | 1438.0161 |  | 192.1334 |  | 66029.3537 |  | 308.3946
|  |  | per m² |  |  |  |  | 554.868 |  | 518.991 |  | 327.1461 |  | 170.0348 |  | 90.5818 |  | 306.2034 |  | 254.616 |  | 182.5295 |  | 123.5137 |  | 54.5183
|  |  | CHP electr. production |  |  |  |  | 0 |  | 0 |  | 0 |  | 0 |  | 0 |  | 0 |  | 0 |  | 0 |  | 0 |  | 0 |  | 0 |  | 0
| Version: |  | 2016-01-21
| TABULA Average Buildings | [29 empty] | EPISCOPE Monitoring Indicators
[5 empty] | Building Stock |  |  |  | SI | National |  |  | National Housing Stock of Slovenia | [15 empty] | Year | 2015
[5 empty] | Details |  |  |  | ZRMK model | National Housing Stock of Slovenia | National Housing Stock of Slovenia | National Housing Stock of Slovenia | National Housing Stock of Slovenia | National Housing Stock of Slovenia | National Housing Stock of Slovenia | National Housing Stock of Slovenia | National Housing Stock of Slovenia | National Housing Stock of Slovenia | National Housing Stock of Slovenia | National Housing Stock of Slovenia | National Housing Stock of Slovenia | National Housing Stock of Slovenia | National Housing Stock of Slovenia | National Housing Stock of Slovenia | National Housing Stock of Slovenia | National Housing Stock of Slovenia | National Housing Stock of Slovenia | National Housing Stock of Slovenia | National Housing Stock of Slovenia | National Housing Stock of Slovenia | National Housing Stock of Slovenia
Annotations to this sheet
[10 empty] | 1 |  | 2 |  | 3 |  | 4 |  | 5 |  | 6 |  | 7 |  | 8 |  | 9 |  | 10
|  |  | Building type / label | [6 empty] | SFH-TH.01-02 |  | SFH-TH.03-04 |  | SFH-TH.05-06 |  | MFH-AB.01-02 |  | MFH-AB.03-04 |  | MFH-AB.05-06
Building size category
Construction time band
|  | General Data | [5 empty] | Total
|  |  | Number of buildings |  |  |  |  | 357308.9437 | 0 | 140508.6013 | 0 | 164741.4421 | 0 | 44630.5779 | 0 | 4262.2165 | 0 | 2799.7407 | 0 | 366.3651 | 0 | 0 | 0 | 0 | 0 | 0 | 0 | 0 | 0 | 10^0
|  |  | Number of dwellings |  |  |  |  | 850629 | 0 | 214701 | 0 | 221186 | 0 | 39684 | 0 | 169624 | 0 | 169426 | 0 | 36008 | 0 | 0 | 0 | 0 | 0 | 0 | 0 | 0 | 0 | 10^0
|  |  | Floor area national | [6 empty] | 18.786 | 0 | 22.619 | 0 | 6.101 | 0 | 7.517 | 0 | 7.852 | 0 | 2.025 | 0 | 0 | 0 | 0 | 0 | 0 | 0 | 0 | 0 | 10^6 m²
|  |  | Floor area TABULA |  |  |  |  | 71.39 | 0 | 20.6646 | 0 | 24.8809 | 0 | 6.7111 | 0 | 8.2687 | 0 | 8.6372 | 0 | 2.2275 | 0 | 0 | 0 | 0 | 0 | 0 | 0 | 0 | 0 | 10^6 m²
Building Insulation
Original state / not refurbished fraction of the envelope area
U-values of the original state
|  |  |  | Roof | [5 empty] | 1.68 |  | 0.39 |  | 0.18 |  | 1.58 |  | 1.5 |  | 0.17 |  | 0 |  | 0 |  | 0 |  | 0 |  | W/(m²K)
|  |  |  | Wall | [5 empty] | 1.5 |  | 0.48 |  | 0.27 |  | 2.53 |  | 1.65 |  | 0.29 |  | 0 |  | 0 |  | 0 |  | 0 |  | W/(m²K)
|  |  |  | Window | [5 empty] | 2.4528 |  | 2.2 |  | 1.2103 |  | 2.6491 |  | 2.7455 |  | 1.3421 |  | 0 |  | 0 |  | 0 |  | 0 |  | W/(m²K)
|  |  |  | Floor | [5 empty] | 1.68 |  | 0.61 |  | 0.26 |  | 1.55 |  | 0.93 |  | 0.25 |  | 0 |  | 0 |  | 0 |  | 0 |  | W/(m²K)
Refubishments (averages)
Refurbished fraction of envelope areas
|  |  |  | Roof | [5 empty] | 74% |  | 44% |  | 3% |  | 66% |  | 46% |  | 4% |  | 0% |  | 0% |  | 0% |  | 0%
|  |  |  | Wall | [5 empty] | 44% |  | 17% |  | 3% |  | 37% |  | 21% |  | 4% |  | 0% |  | 0% |  | 0% |  | 0%
|  |  |  | Window | [5 empty] | 51.5% |  | 18.66% |  | 2.653% |  | 51.75% |  | 30.75% |  | 3.985% |  | 0% |  | 0% |  | 0% |  | 0%
|  |  |  | Floor | [5 empty] | 0% |  | 0% |  | 0% |  | 0% |  | 0% |  | 0% |  | 0% |  | 0% |  | 0% |  | 0%
|  |  |  | Total (indicative) | [5 empty] | 41.94% |  | 20.37% |  | 2.245% |  | 38.33% |  | 23.53% |  | 3.182% |  | 0% |  | 0% |  | 0% |  | 0%
U-values of the refurbished fraction (averages)
|  |  |  | Roof | [5 empty] | 0.21111 |  | 0.15221 |  | 0.095465 |  | 0.20944 |  | 0.21403 |  | 0.092577 |  | 0 |  | 0 |  | 0 |  | 0 |  | W/(m²K)
|  |  |  | Wall | [5 empty] | 0.26451 |  | 0.19629 |  | 0.14001 |  | 0.28497 |  | 0.27646 |  | 0.1452 |  | 0 |  | 0 |  | 0 |  | 0 |  | W/(m²K)
|  |  |  | Window | [5 empty] | 1.3 |  | 1.3 |  | 0.9 |  | 1.3 |  | 1.3 |  | 0.9 |  | 0 |  | 0 |  | 0 |  | 0 |  | W/(m²K)
|  |  |  | Floor | [5 empty] | 0 |  | 0 |  | 0 |  | 0 |  | 0 |  | 0 |  | 0 |  | 0 |  | 0 |  | 0 |  | W/(m²K)
Main Heat Supply Systems
Ventilation Systems with Heat Recovery
|  |  |  | Occurances | [5 empty] | 0% | 0% | 0% | 0% | 0% | 0% | 0% | 0% | 0% | 0% | 0% | 0% | 0% | 0% | 0% | 0% | 0% | 0% | 0% | 0%
Heating Systems
Occurances or Fractions of Produced Heat
|  |  | 1 | Bio |  | B_WP |  |  | C | 30.98% | 0% | 30.9% | 0% | 29.81% | 0% | 25.86% | 0% | 25.95% | 0% | 31.88% | 0% |  | 0% |  | 0% |  | 0% |  | 0%
|  |  | 2 | DH |  | TS |  |  | C | 1.279% | 0% | 1.601% | 0% | 4.039% | 0% | 3.066% | 0% | 3.645% | 0% | 0.4982% | 0% |  | 0% |  | 0% |  | 0% |  | 0%
|  |  | 3 | El |  | HP_Air |  |  | C | 15.21% | 0% | 15.06% | 0% | 13.56% | 0% | 16.99% | 0% | 14.92% | 0% | 14.8% | 0% |  | 0% |  | 0% |  | 0% |  | 0%
|  |  | 4 | Oil |  | B_NC_CT |  |  | C | 19.33% | 0% | 18.76% | 0% | 17.35% | 0% | 15.95% | 0% | 15.2% | 0% | 18.41% | 0% |  | 0% |  | 0% |  | 0% |  | 0%
|  |  | 5 | Coal |  | B_NC_LT |  |  | C | 7.841% | 0% | 7.244% | 0% | 8.886% | 0% | 9.269% | 0% | 9.397% | 0% | 7.926% | 0% |  | 0% |  | 0% |  | 0% |  | 0%
|  |  | 6 | Gas |  | B_C |  |  | C | 15.48% | 0% | 15.1% | 0% | 16.44% | 0% | 18.31% | 0% | 19.1% | 0% | 17.28% | 0% |  | 0% |  | 0% |  | 0% |  | 0%
|  |  | 7 | [7 empty] | 0% |  | 0% |  | 0% |  | 0% |  | 0% |  | 0% |  | 0% |  | 0% |  | 0% |  | 0%
|  |  | 8 | [7 empty] | 0% |  | 0% |  | 0% |  | 0% |  | 0% |  | 0% |  | 0% |  | 0% |  | 0% |  | 0%
|  |  | 9 | [7 empty] | 0% |  | 0% |  | 0% |  | 0% |  | 0% |  | 0% |  | 0% |  | 0% |  | 0% |  | 0%
|  |  | 10 | [7 empty] | 0% |  | 0% |  | 0% |  | 0% |  | 0% |  | 0% |  | 0% |  | 0% |  | 0% |  | 0%
|  |  | 11 | [7 empty] | 0% |  | 0% |  | 0% |  | 0% |  | 0% |  | 0% |  | 0% |  | 0% |  | 0% |  | 0%
|  |  | 12 | [7 empty] | 0% |  | 0% |  | 0% |  | 0% |  | 0% |  | 0% |  | 0% |  | 0% |  | 0% |  | 0%
|  |  | 13 | [7 empty] | 0% |  | 0% |  | 0% |  | 0% |  | 0% |  | 0% |  | 0% |  | 0% |  | 0% |  | 0%
|  |  | 14 | [7 empty] | 0% |  | 0% |  | 0% |  | 0% |  | 0% |  | 0% |  | 0% |  | 0% |  | 0% |  | 0%
|  |  | 15 | [7 empty] | 0% |  | 0% |  | 0% |  | 0% |  | 0% |  | 0% |  | 0% |  | 0% |  | 0% |  | 0%
|  |  | 16 | [7 empty] | 0% |  | 0% |  | 0% |  | 0% |  | 0% |  | 0% |  | 0% |  | 0% |  | 0% |  | 0%
|  |  | 17 | [7 empty] | 0% |  | 0% |  | 0% |  | 0% |  | 0% |  | 0% |  | 0% |  | 0% |  | 0% |  | 0%
|  |  | 18 | [7 empty] | 0% |  | 0% |  | 0% |  | 0% |  | 0% |  | 0% |  | 0% |  | 0% |  | 0% |  | 0%
|  |  | 19 | [7 empty] | 0% |  | 0% |  | 0% |  | 0% |  | 0% |  | 0% |  | 0% |  | 0% |  | 0% |  | 0%
|  |  | 20 | [7 empty] | 0% |  | 0% |  | 0% |  | 0% |  | 0% |  | 0% |  | 0% |  | 0% |  | 0% |  | 0%
|  |  |  | Sum | [5 empty] | 90.12% | 0% | 88.66% | 0% | 90.08% | 0% | 89.45% | 0% | 88.21% | 0% | 90.79% | 0% |  | 0% |  | 0% |  | 0% |  | 0%
[5 empty] | thereof |  | central |  |  | 90.12% | 0% | 88.66% | 0% | 90.08% | 0% | 89.45% | 0% | 88.21% | 0% | 90.79% | 0% | 0% | 0% | 0% | 0% | 0% | 0% | 0% | 0%
[7 empty] | decentral |  |  | 0% | 0% | 0% | 0% | 0% | 0% | 0% | 0% | 0% | 0% | 0% | 0% | 0% | 0% | 0% | 0% | 0% | 0% | 0% | 0%
|  |  |  | Other Systems | [5 empty] | 9.88% | 0% | 11.34% | 0% | 9.917% | 0% | 10.55% | 0% | 11.79% | 0% | 9.208% | 0% |  | 0% |  | 0% |  | 0% |  | 0%
DHW Systems
Occurances or Fractions of Produced Heat
|  |  | 1 | Oil |  | B_NC |  |  | C | 17.76% | 0% | 16.63% | 0% | 16.83% | 0% | 11.19% | 0% | 11.06% | 0% | 15.67% | 0% |  | 0% |  | 0% |  | 0% |  | 0%
|  |  | 2 | DH |  | TS |  |  | C | 1.174% | 0% | 1.424% | 0% | 3.919% | 0% | 2.138% | 0% | 2.655% | 0% | 0.4059% | 0% |  | 0% |  | 0% |  | 0% |  | 0%
|  |  | 3 | Gas |  | B_C |  |  | C | 2.451% | 0% | 2.262% | 0% | 3.66% | 0% | 2.046% | 0% | 1.925% | 0% | 5.118% | 0% |  | 0% |  | 0% |  | 0% |  | 0%
|  |  | 4 | Gas |  | G_IWH_NC |  |  | C | 1.02% | 0% | 1.085% | 0% | 1.135% | 0% | 1.18% | 0% | 1.273% | 0% | 0.752% | 0% |  | 0% |  | 0% |  | 0% |  | 0%
|  |  | 5 | Bio |  | B_C |  |  | C | 10.75% | 0% | 10.04% | 0% | 11.14% | 0% | 9.773% | 0% | 10.71% | 0% | 8.63% | 0% |  | 0% |  | 0% |  | 0% |  | 0%
|  |  | 6 | Bio |  | B_WP |  |  | C | 20.39% | 0% | 18.54% | 0% | 19.14% | 0% | 14.74% | 0% | 13.15% | 0% | 16.59% | 0% |  | 0% |  | 0% |  | 0% |  | 0%
|  |  | 7 | Bio |  | B_WP |  |  | C | 6.812% | 0% | 7.793% | 0% | 8.113% | 0% | 2.875% | 0% | 4.968% | 0% | 9.263% | 0% |  | 0% |  | 0% |  | 0% |  | 0%
|  |  | 8 | El |  | HP_Ground |  |  | C | 1.351% | 0% | 1.679% | 0% | 1.626% | 0% | 0.7357% | 0% | 1.147% | 0% | 3.153% | 0% |  | 0% |  | 0% |  | 0% |  | 0%
|  |  | 9 | El |  | HP_Air |  |  | D | 13.37% | 0% | 12.92% | 0% | 10.03% | 0% | 10.93% | 0% | 13.25% | 0% | 16.8% | 0% |  | 0% |  | 0% |  | 0% |  | 0%
|  |  | 10 | Gas |  | G_IWH |  |  | C | 0.9526% | 0% | 0.9526% | 0% | 0.9526% | 0% | 0.9526% | 0% | 0.9526% | 0% | 0.9526% | 0% |  | 0% |  | 0% |  | 0% |  | 0%
|  |  | 11 | El |  | E |  |  | D | 3.324% | 0% | 3.828% | 0% | 2.582% | 0% | 12.8% | 0% | 15.32% | 0% | 0% | 0% |  | 0% |  | 0% |  | 0% |  | 0%
|  |  | 12 | - |  | Solar |  |  | C | 7.279% | 0% | 8.051% | 0% | 6.399% | 0% | 5.75% | 0% | 6.524% | 0% | 4.538% | 0% |  | 0% |  | 0% |  | 0% |  | 0%
|  |  | 13 | Coal |  | B_NC_CT |  |  | C | 7.2% | 0% | 6.424% | 0% | 8.624% | 0% | 6.546% | 0% | 6.837% | 0% | 6.714% | 0% |  | 0% |  | 0% |  | 0% |  | 0%
|  |  | 14 | Gas |  | G_Tank |  |  | D | 0.8933% | 0% | 0.9091% | 0% | 0.6648% | 0% | 7.561% | 0% | 4.036% | 0% | 4.368% | 0% |  | 0% |  | 0% |  | 0% |  | 0%
|  |  | 15 | Oil |  | B_NC_LT |  |  | C | 5.281% | 0% | 7.463% | 0% | 5.19% | 0% | 10.77% | 0% | 6.194% | 0% | 8.169% | 0% |  | 0% |  | 0% |  | 0% |  | 0%
|  |  | 16 | [7 empty] | 0% |  | 0% |  | 0% |  | 0% |  | 0% |  | 0% |  | 0% |  | 0% |  | 0% |  | 0%
|  |  | 17 | [7 empty] | 0% |  | 0% |  | 0% |  | 0% |  | 0% |  | 0% |  | 0% |  | 0% |  | 0% |  | 0%
|  |  | 18 | [7 empty] | 0% |  | 0% |  | 0% |  | 0% |  | 0% |  | 0% |  | 0% |  | 0% |  | 0% |  | 0%
|  |  | 19 | [7 empty] | 0% |  | 0% |  | 0% |  | 0% |  | 0% |  | 0% |  | 0% |  | 0% |  | 0% |  | 0%
|  |  | 20 | [7 empty] | 0% |  | 0% |  | 0% |  | 0% |  | 0% |  | 0% |  | 0% |  | 0% |  | 0% |  | 0%
|  |  |  | Sum | [5 empty] | 100% | 0% | 100% | 0% | 100% | 0% | 100% | 0% | 100% | 0% | 101.1% | 0% |  | 0% |  | 0% |  | 0% |  | 0%
[5 empty] | thereof |  | central |  |  | 82.41% | 0% | 82.35% | 0% | 86.72% | 0% | 68.71% | 0% | 67.39% | 0% | 79.96% | 0% | 0% | 0% | 0% | 0% | 0% | 0% | 0% | 0%
[7 empty] | decentral |  |  | 17.59% | 0% | 17.65% | 0% | 13.28% | 0% | 31.29% | 0% | 32.61% | 0% | 21.17% | 0% | 0% | 0% | 0% | 0% | 0% | 0% | 0% | 0%
|  |  |  | Other Systems | [5 empty] | 0% | 0% | 0% | 0% | 0% | 0% | 0% | 0% | 0% | 0% | -1.128% | 0% |  | 0% |  | 0% |  | 0% |  | 0%
|  | Energy Balance | [16 empty] | All energy quantities in | GWh/a |  |  |  | Heating + DHW
[8 empty] | fuels related to |  |  | gross | 0% | calorific value
[28 empty] | Total |  | per m²
|  |  | Net heat need |  |  |  |  | 2905.5655 |  | 2721.2372 |  | 283.7124 |  | 868.4875 |  | 735.848 |  | 96.5923 |  | 0 |  | 0 |  | 0 |  | 0 |  | 7611.4428 |  | 106.6178
|  |  | Produced heat |  |  |  |  | 3191.7184 |  | 2969.9901 |  | 313.5851 |  | 1006.0956 |  | 793.9447 |  | 103.2007 |  | 0 |  | 0 |  | 0 |  | 0 |  | 8378.5346 |  | 117.3629
|  |  | Gas |  |  |  | 1 | 419.9149 |  | 505.5796 |  | 136.3707 |  | 167.1961 |  | 201.3049 |  | 54.2983 |  | 0 |  | 0 |  | 0 |  | 0 |  | 1484.6646 |  | 20.7965
|  |  | Oil |  |  |  | 1 | 442.8798 |  | 533.2293 |  | 143.8287 |  | 177.8178 |  | 214.0935 |  | 57.7477 |  | 0 |  | 0 |  | 0 |  | 0 |  | 1569.5968 |  | 21.9862
|  |  | Coal |  |  |  | 1 | 0.60567 |  | 0.72923 |  | 0.1967 |  | 0.2402 |  | 0.2892 |  | 0.078007 |  | 0 |  | 0 |  | 0 |  | 0 |  | 2.139 |  | 0.029962
|  |  | Bio |  |  |  | 1 | 1476.5888 |  | 1777.8199 |  | 479.534 |  | 653.0429 |  | 786.2668 |  | 212.0809 |  | 0 |  | 0 |  | 0 |  | 0 |  | 5385.3331 |  | 75.4354
|  |  | DH |  |  |  |  | 249.6329 |  | 300.5592 |  | 81.0703 |  | 100.665 |  | 121.2012 |  | 32.6918 |  | 0 |  | 0 |  | 0 |  | 0 |  | 885.8203 |  | 12.4082
|  |  | El |  |  |  |  | 287.4632 |  | 346.1071 |  | 93.356 |  | 122.3694 |  | 147.3333 |  | 39.7404 |  | 0 |  | 0 |  | 0 |  | 0 |  | 1036.3694 |  | 14.517
|  |  | Other / not specified |  |  |  |  | 136.2377 |  | 164.0308 |  | 44.2443 |  | 31.9474 |  | 38.4648 |  | 10.3752 |  | 0 |  | 0 |  | 0 |  | 0 |  | 425.3002 |  | 5.9574
|  |  | Sum final energy |  |  |  |  | 3013.3229 |  | 3628.055 |  | 978.6006 |  | 1253.2789 |  | 1508.9537 |  | 407.0123 |  | 0 |  | 0 |  | 0 |  | 0 |  | 10789.2234 |  | 151.1307
|  |  | per m² |  |  |  |  | 145.8205 |  | 145.8169 |  | 145.8182 |  | 151.569 |  | 174.704 |  | 182.7216
|  |  | CHP electr. production |  |  |  |  | 0 |  | 0 |  | 0 |  | 0 |  | 0 |  | 0 |  | 0 |  | 0 |  | 0 |  | 0 |  | 0 |  | 0
| Version: |  | 2016-01-21